## user mode
BCcomponents
Computation spreadsheet for VISHAY BC components of reference NTCA and NTCLE
THIS FILE contains RT curves not present in the standard "RT chip-leaded & assemblies in °C" file.
The initial temperature of the table can be defined freely starting from -55 °C,and the step of temperature can be chosen between 0.1 °C and 10 °C
The maximum temperature will be fixed at 150 °C.
The reference resistance and temperature values must be given ( 25 °C or other) as well as the resistance tolerance value.
An exact B25/85 value corresponding to a selected R25 range taken from the table 1 below must be selected.
If the reference resistance for the chosen B25/85 value is not within the given limits, the following error message will
appear: "error : chosen Rref and B25/85 not compatible". Then use an adapted Rref and B25/85.
Once the B25/85 value has been chosen, the spreadsheet will show the B25/85 tolerance and the Steinhart and Hart coefficients.
In the user's mode, the example data are given for a NTCALUG03A103 (10 kOhms at 25 °C, B25/85 = 3984 K).
If the filled values are not valid, or if some values are missing, error messages will appear indicating what to do.
USER MODE
In the RTCOEF sheet:
| Using the Tab key, complete the | spaces | with the appropriate values (in the specified units)
| Temperature step | fill in | °C | MUST BE BETWEEN 0.1 °C and 10 °C
| Initial temperature | fill in | °C | MUST BE BETWEEN -55 °C and 150 °C
| Reference temperature (Tref) | fill in | °C | MUST BE BETWEEN -55 °C and 150 °C
| Rref (@ Tref) | fill in | Ohm | Tref, Rref and B25/85 MUST BE COMPATIBLE
example: Tref = 25 °C, Rref = 10000 Ohm, B25/85 = 3984 K
| Rref tolerance at Tref. | fill in | % | MUST BE ≥ 1%
| B25/85 selected from table 1 | fill in | K | Tref, Rref and B25/85 MUST BE COMPATIBLE
example: Tref = 25 °C, Rref = 10000 Ohm, B25/85 = 3984 K
table 1
number | B25/85 [K] | R25 [Ohm] |  | existing R25 values [Ohm]
|  | from | to
1 | 3324 | 2000 | 8000 | 5000
2 | 3435 | 3000 | 12000 | 10000
3 | 3511 | 1000 | 4000 | 2060
4 | 3935 | 15000 | 60000 | 30000
5 | 3984 | 2200 | 10000 | 4700,10000
6 | 4090 | 2500 | 10000 | 2800
7 | 3740 | 47000 | 47000 | 47000

## RTCOEF
BCcomponents
Applicable laws :
where T in Kelvins ( °C +273.15)
material and B25/85 |  | B25/85 Tol (%) |  | A | B | C | D
mat.N with Bn= 3935 K |  | 0.75 | T ≤ 25 °C | -15.0399 | 5101.9413 | -170013.5798 | -4227603.7299
|  |  | T > 25 °C | -14.5514 | 4752.725 | -98275 | -7522357
|  |  |  | A1 | B1 | C1 | D1
|  |  | T ≤ 25 °C | 0.0033538 | 0.00026184 | 3.9224e-06 | 1.395e-07
|  |  | T > 25 °C | 0.003354 | 0.00026056 | 3.1256e-06 | 9.8427e-08
| Temperature step | 1 | °C
| Initial temperature | -55 | °C
| Reference temperature | 25 | °C
| Resistance at Tref (selected from table 1) | 30000 | Ohm
| Tolerance at Tref | 1 | %
| B25/85 selected from table 1 | 3935 | K
| reference temperature: | 25 | °C
| reference resistance value: | 30000 | Ohm
| reference tolerance: | 1 | %
| B25/85 value | 3935 | K
| B25/85 value tolerance: | 0.75 | %
Temperature | R(T)/R25 | Resistance | DR/R | a | DT | Rmin | Rmax | Temperature
[°C] |  | [Ohm] | (%) | [%/K] | [K] | [Ohm] | [Ohm] | = f(Resistance)
-55 | 78.8583 | 2365747.5538 | 4.666 | -6.8855 | 0.67766 | 2255361.369 | 2476133.7386 | -54.9956 | 2365747.5538 | 2365747.5538 | 2557277.201 | 78.8583 | 78.8583 | 85.2426 | -54.9956 | -54.9956 | -53.8376 | -55 | 4.666 | -6.8855 | 0.67766 | 2255361.369 | 2476133.7386 | -54.9956
-54 | 73.627 | 2208809.8764 | 4.6039 | -6.8426 | 0.67282 | 2107118.8992 | 2310500.8536 | -53.999 | 2208809.8764 | 2208809.8764 | 2382633.4157 | 73.627 | 73.627 | 79.4211 | -53.999 | -53.999 | -52.8653 | -54 | 4.6039 | -6.8426 | 0.67282 | 2107118.8992 | 2310500.8536 | -53.999
-53 | 68.7721 | 2063163.5634 | 4.5423 | -6.8001 | 0.66798 | 1969448.6817 | 2156878.4452 | -53.0021 | 2063163.5634 | 2063163.5634 | 2220957.7372 | 68.7721 | 68.7721 | 74.0319 | -53.0021 | -53.0021 | -51.8925 | -53 | 4.5423 | -6.8001 | 0.66798 | 1969448.6817 | 2156878.4452 | -53.0021
-52 | 64.2646 | 1927938.1917 | 4.4812 | -6.7578 | 0.66312 | 1841542.6693 | 2014333.7142 | -52.0049 | 1927938.1917 | 1927938.1917 | 2071216.1958 | 64.2646 | 64.2646 | 69.0405 | -52.0049 | -52.0049 | -50.9192 | -52 | 4.4812 | -6.7578 | 0.66312 | 1841542.6693 | 2014333.7142 | -52.0049
-51 | 60.0778 | 1802334.5648 | 4.4207 | -6.7159 | 0.65825 | 1722658.3836 | 1882010.746 | -51.0075 | 1802334.5648 | 1802334.5648 | 1932462.5115 | 60.0778 | 60.0778 | 64.4154 | -51.0075 | -51.0075 | -49.9454 | -51 | 4.4207 | -6.7159 | 0.65825 | 1722658.3836 | 1882010.746 | -51.0075
-50 | 56.1873 | 1685618.572 | 4.3607 | -6.6742 | 0.65337 | 1612113.3087 | 1759123.8353 | -50.0099 | 1685618.572 | 1685618.572 | 1803830.2426 | 56.1873 | 56.1873 | 60.1277 | -50.0099 | -50.0099 | -48.9711 | -50 | 4.3607 | -6.6742 | 0.65337 | 1612113.3087 | 1759123.8353 | -50.0099
-49 | 52.5705 | 1577115.6013 | 4.3013 | -6.6328 | 0.64848 | 1509279.7864 | 1644951.4162 | -49.012 | 1577115.6013 | 1577115.6013 | 1684525.6715 | 52.5705 | 52.5705 | 56.1509 | -49.012 | -49.012 | -47.9963 | -49 | 4.3013 | -6.6328 | 0.64848 | 1509279.7864 | 1644951.4162 | -49.012
-48 | 49.2068 | 1476205.4557 | 4.2423 | -6.5918 | 0.64358 | 1413580.3678 | 1538830.5436 | -48.014 | 1476205.4557 | 1476205.4557 | 1573821.3567 | 49.2068 | 49.2068 | 52.4607 | -48.014 | -48.014 | -47.0211 | -48 | 4.2423 | -6.5918 | 0.64358 | 1413580.3678 | 1538830.5436 | -48.014
-47 | 46.0773 | 1382317.7235 | 4.1839 | -6.551 | 0.63866 | 1324483.5765 | 1440151.8705 | -47.0157 | 1382317.7235 | 1382317.7235 | 1471050.2844 | 46.0773 | 46.0773 | 49.035 | -47.0157 | -47.0157 | -46.0454 | -47 | 4.1839 | -6.551 | 0.63866 | 1324483.5765 | 1440151.8705 | -47.0157
-46 | 43.1643 | 1294927.5621 | 4.1259 | -6.5105 | 0.63374 | 1241500.0471 | 1348355.0772 | -46.0172 | 1294927.5621 | 1294927.5621 | 1375600.5622 | 43.1643 | 43.1643 | 45.8534 | -46.0172 | -46.0172 | -45.0693 | -46 | 4.1259 | -6.5105 | 0.63374 | 1241500.0471 | 1348355.0772 | -46.0172
-45 | 40.4517 | 1213551.856 | 4.0685 | -6.4702 | 0.62879 | 1164179.0031 | 1262924.7088 | -45.0185 | 1213551.856 | 1213551.856 | 1286910.6026 | 40.4517 | 40.4517 | 42.897 | -45.0185 | -45.0185 | -44.0927 | -45 | 4.0685 | -6.4702 | 0.62879 | 1164179.0031 | 1262924.7088 | -45.0185
-44 | 37.9249 | 1137745.7142 | 4.0115 | -6.4303 | 0.62384 | 1092105.0447 | 1183386.3838 | -44.0197 | 1137745.7142 | 1137745.7142 | 1204464.7481 | 37.9249 | 37.9249 | 40.1488 | -44.0197 | -44.0197 | -43.1157 | -44 | 4.0115 | -6.4303 | 0.62384 | 1092105.0447 | 1183386.3838 | -44.0197
-43 | 35.57 | 1067099.277 | 3.955 | -6.3907 | 0.61887 | 1024895.2165 | 1109303.3375 | -43.0207 | 1067099.277 | 1067099.277 | 1127789.297 | 35.57 | 35.57 | 37.593 | -43.0207 | -43.0207 | -42.1382 | -43 | 3.955 | -6.3907 | 0.61887 | 1024895.2165 | 1109303.3375 | -43.0207
-42 | 33.3745 | 1001234.8013 | 3.899 | -6.3513 | 0.61389 | 962196.3301 | 1040273.2724 | -42.0215 | 1001234.8013 | 1001234.8013 | 1056448.8903 | 33.3745 | 33.3745 | 35.215 | -42.0215 | -42.0215 | -41.1604 | -42 | 3.899 | -6.3513 | 0.61389 | 962196.3301 | 1040273.2724 | -42.0215
-41 | 31.3268 | 939804.0017 | 3.8435 | -6.3123 | 0.60889 | 903682.5192 | 975925.4841 | -41.0222 | 939804.0017 | 939804.0017 | 990043.226 | 31.3268 | 31.3268 | 33.0014 | -41.0222 | -41.0222 | -40.1821 | -41 | 3.8435 | -6.3123 | 0.60889 | 903682.5192 | 975925.4841 | -41.0222
-40 | 29.4162 | 882485.6221 | 3.7885 | -6.2735 | 0.60388 | 849053.0051 | 915918.2391 | -40.0227 | 882485.6221 | 882485.6221 | 928204.0694 | 29.4162 | 29.4162 | 30.9401 | -40.0227 | -40.0227 | -39.2035 | -40 | 3.7885 | -6.2735 | 0.60388 | 849053.0051 | 915918.2391 | -40.0227
-39 | 27.6328 | 828983.218 | 3.7339 | -6.235 | 0.59885 | 798030.0543 | 859936.3817 | -39.0231 | 828983.218 | 828983.218 | 870592.5321 | 27.6328 | 27.6328 | 29.0198 | -39.0231 | -39.0231 | -38.2245 | -39 | 3.7339 | -6.235 | 0.59885 | 798030.0543 | 859936.3817 | -39.0231
-38 | 25.9674 | 779023.1294 | 3.6797 | -6.1968 | 0.59381 | 750357.111 | 807689.1477 | -38.0234 | 779023.1294 | 779023.1294 | 816896.5935 | 25.9674 | 25.9674 | 27.2299 | -38.0234 | -38.0234 | -37.245 | -38 | 3.6797 | -6.1968 | 0.59381 | 750357.111 | 807689.1477 | -38.0234
-37 | 24.4118 | 732352.6281 | 3.6261 | -6.1589 | 0.58875 | 705797.0883 | 758908.1679 | -37.0235 | 732352.6281 | 732352.6281 | 766828.8432 | 24.4118 | 24.4118 | 25.561 | -37.0235 | -37.0235 | -36.2653 | -37 | 3.6261 | -6.1589 | 0.58875 | 705797.0883 | 758908.1679 | -37.0235
-36 | 22.9579 | 688738.2237 | 3.5728 | -6.1213 | 0.58367 | 664130.8045 | 713345.6428 | -36.0236 | 688738.2237 | 688738.2237 | 720124.4232 | 22.9579 | 22.9579 | 24.0041 | -36.0236 | -36.0236 | -35.2851 | -36 | 3.5728 | -6.1213 | 0.58367 | 664130.8045 | 713345.6428 | -36.0236
-35 | 21.5988 | 647964.1129 | 3.52 | -6.0839 | 0.57858 | 625155.5516 | 670772.6743 | -35.0235 | 647964.1129 | 647964.1129 | 676539.1505 | 21.5988 | 21.5988 | 22.5513 | -35.0235 | -35.0235 | -34.3046 | -35 | 3.52 | -6.0839 | 0.57858 | 625155.5516 | 670772.6743 | -35.0235
-34 | 20.3277 | 609830.7613 | 3.4677 | -6.0469 | 0.57347 | 588683.784 | 630977.7387 | -34.0234 | 609830.7613 | 609830.7613 | 635847.8056 | 20.3277 | 20.3277 | 21.1949 | -34.0234 | -34.0234 | -33.3237 | -34 | 3.4677 | -6.0469 | 0.57347 | 588683.784 | 630977.7387 | -34.0234
-33 | 19.1385 | 574153.6039 | 3.4158 | -6.0101 | 0.56834 | 554541.9171 | 593765.2908 | -33.0231 | 574153.6039 | 574153.6039 | 597842.5696 | 19.1385 | 19.1385 | 19.9281 | -33.0231 | -33.0231 | -32.3425 | -33 | 3.4158 | -6.0101 | 0.56834 | 554541.9171 | 593765.2908 | -33.0231
-32 | 18.0254 | 540761.8554 | 3.3643 | -5.9736 | 0.56319 | 522569.2261 | 558954.4848 | -32.0228 | 540761.8554 | 540761.8554 | 562331.597 | 18.0254 | 18.0254 | 18.7444 | -32.0228 | -32.0228 | -31.361 | -32 | 3.3643 | -5.9736 | 0.56319 | 522569.2261 | 558954.4848 | -32.0228
-31 | 16.9832 | 509497.42 | 3.3132 | -5.9373 | 0.55803 | 492616.8362 | 526378.0038 | -31.0224 | 509497.42 | 509497.42 | 529137.7124 | 16.9832 | 16.9832 | 17.6379 | -31.0224 | -31.0224 | -30.3791 | -31 | 3.3132 | -5.9373 | 0.55803 | 492616.8362 | 526378.0038 | -31.0224
-30 | 16.0071 | 480213.8917 | 3.2625 | -5.9014 | 0.55284 | 464546.7963 | 495880.987 | -30.0219 | 480213.8917 | 480213.8917 | 498097.2194 | 16.0071 | 16.0071 | 16.6032 | -30.0219 | -30.0219 | -29.3969 | -30 | 3.2625 | -5.9014 | 0.55284 | 464546.7963 | 495880.987 | -30.0219
-29 | 15.0925 | 452775.6379 | 3.2123 | -5.8657 | 0.54764 | 438231.2291 | 467320.0467 | -29.0214 | 452775.6379 | 452775.6379 | 469058.8107 | 15.0925 | 15.0925 | 15.6353 | -29.0214 | -29.0214 | -28.4144 | -29 | 3.2123 | -5.8657 | 0.54764 | 438231.2291 | 467320.0467 | -29.0214
-28 | 14.2352 | 427056.9587 | 3.1624 | -5.8302 | 0.54242 | 413551.5505 | 440562.3669 | -28.0208 | 427056.9587 | 427056.9587 | 441882.5723 | 14.2352 | 14.2352 | 14.7294 | -28.0208 | -28.0208 | -27.4315 | -28 | 3.1624 | -5.8302 | 0.54242 | 413551.5505 | 440562.3669 | -28.0208
-27 | 13.4314 | 402941.3147 | 3.113 | -5.7951 | 0.53718 | 390397.7531 | 415484.8762 | -27.0201 | 402941.3147 | 402941.3147 | 416439.0714 | 13.4314 | 13.4314 | 13.8813 | -27.0201 | -27.0201 | -26.4484 | -27 | 3.113 | -5.7951 | 0.53718 | 390397.7531 | 415484.8762 | -27.0201
-26 | 12.6774 | 380320.619 | 3.064 | -5.7602 | 0.53192 | 368667.748 | 391973.4899 | -26.0194 | 380320.619 | 380320.619 | 392608.5217 | 12.6774 | 12.6774 | 13.087 | -26.0194 | -26.0194 | -25.4649 | -26 | 3.064 | -5.7602 | 0.53192 | 368667.748 | 391973.4899 | -26.0194
-25 | 11.9698 | 359094.5862 | 3.0153 | -5.7256 | 0.52664 | 348266.7594 | 369922.413 | -25.0186 | 359094.5862 | 359094.5862 | 370280.0192 | 11.9698 | 11.9698 | 12.3427 | -25.0186 | -25.0186 | -24.4811 | -25 | 3.0153 | -5.7256 | 0.52664 | 348266.7594 | 369922.413 | -25.0186
-24 | 11.3057 | 339170.1347 | 2.9671 | -5.6912 | 0.52134 | 329106.7684 | 349233.501 | -24.0178 | 339170.1347 | 339170.1347 | 349350.8412 | 11.3057 | 11.3057 | 11.645 | -24.0178 | -24.0178 | -23.4971 | -24 | 2.9671 | -5.6912 | 0.52134 | 329106.7684 | 349233.501 | -24.0178
-23 | 10.682 | 320460.8369 | 2.9192 | -5.6572 | 0.51602 | 311106.0014 | 329815.6725 | -23.017 | 320460.8369 | 320460.8369 | 329725.8042 | 10.682 | 10.682 | 10.9909 | -23.017 | -23.017 | -22.5127 | -23 | 2.9192 | -5.6572 | 0.51602 | 311106.0014 | 329815.6725 | -23.017
-22 | 10.0962 | 302886.4141 | 2.8717 | -5.6233 | 0.51067 | 294188.4592 | 311584.369 | -22.0161 | 302886.4141 | 302886.4141 | 311316.6754 | 10.0962 | 10.0962 | 10.3772 | -22.0161 | -22.0161 | -21.5281 | -22 | 2.8717 | -5.6233 | 0.51067 | 294188.4592 | 311584.369 | -22.0161
-21 | 9.5457 | 286372.2714 | 2.8246 | -5.5898 | 0.50531 | 278283.4836 | 294461.0592 | -21.0152 | 286372.2714 | 286372.2714 | 294041.6322 | 9.5457 | 9.5457 | 9.8014 | -21.0152 | -21.0152 | -20.5432 | -21 | 2.8246 | -5.5898 | 0.50531 | 278283.4836 | 294461.0592 | -21.0152
-20 | 9.0283 | 270849.0701 | 2.7778 | -5.5565 | 0.49993 | 263325.3583 | 278372.7818 | -20.0142 | 270849.0701 | 270849.0701 | 277824.7661 | 9.0283 | 9.0283 | 9.2608 | -20.0142 | -20.0142 | -19.558 | -20 | 2.7778 | -5.5565 | 0.49993 | 263325.3583 | 278372.7818 | -20.0142
-19 | 8.5417 | 256252.3341 | 2.7314 | -5.5234 | 0.49452 | 249252.9419 | 263251.7262 | -19.0133 | 256252.3341 | 256252.3341 | 262595.6279 | 8.5417 | 8.5417 | 8.7532 | -19.0133 | -19.0133 | -18.5725 | -19 | 2.7314 | -5.5234 | 0.49452 | 249252.9419 | 263251.7262 | -19.0133
-18 | 8.0841 | 242522.087 | 2.6854 | -5.4906 | 0.4891 | 236009.3285 | 249034.8456 | -18.0123 | 242522.087 | 242522.087 | 248288.8091 | 8.0841 | 8.0841 | 8.2763 | -18.0123 | -18.0123 | -17.5868 | -18 | 2.6854 | -5.4906 | 0.4891 | 236009.3285 | 249034.8456 | -18.0123
-17 | 7.6534 | 229602.5184 | 2.6398 | -5.4581 | 0.48365 | 223541.5359 | 235663.5009 | -17.0113 | 229602.5184 | 229602.5184 | 234843.5576 | 7.6534 | 7.6534 | 7.8281 | -17.0113 | -17.0113 | -16.6008 | -17 | 2.6398 | -5.4581 | 0.48365 | 223541.5359 | 235663.5009 | -17.0113
-16 | 7.2481 | 217441.6756 | 2.5945 | -5.4258 | 0.47818 | 211800.2178 | 223083.1334 | -16.0103 | 217441.6756 | 217441.6756 | 222203.4246 | 7.2481 | 7.2481 | 7.4068 | -16.0103 | -16.0103 | -15.6145 | -16 | 2.5945 | -5.4258 | 0.47818 | 211800.2178 | 223083.1334 | -16.0103
-15 | 6.8664 | 205991.1802 | 2.5495 | -5.3937 | 0.47268 | 200739.398 | 211242.9625 | -15.0093 | 205991.1802 | 205991.1802 | 210315.9395 | 6.8664 | 6.8664 | 7.0105 | -15.0093 | -15.0093 | -14.628 | -15 | 2.5495 | -5.3937 | 0.47268 | 200739.398 | 211242.9625 | -15.0093
-14 | 6.5069 | 195205.9663 | 2.5049 | -5.3619 | 0.46717 | 190316.2255 | 200095.7071 | -14.0082 | 195205.9663 | 195205.9663 | 199132.311 | 6.5069 | 6.5069 | 6.6377 | -14.0082 | -14.0082 | -13.6412 | -14 | 2.5049 | -5.3619 | 0.46717 | 190316.2255 | 200095.7071 | -14.0082
-13 | 6.1681 | 185044.0387 | 2.4607 | -5.3304 | 0.46163 | 180490.7483 | 189597.3291 | -13.0072 | 185044.0387 | 185044.0387 | 188607.1518 | 6.1681 | 6.1681 | 6.2869 | -13.0072 | -13.0072 | -12.6541 | -13 | 2.4607 | -5.3304 | 0.46163 | 180490.7483 | 189597.3291 | -13.0072
-12 | 5.8489 | 175466.2505 | 2.4167 | -5.2991 | 0.45607 | 171225.7045 | 179706.7966 | -12.0062 | 175466.2505 | 175466.2505 | 178698.2256 | 5.8489 | 5.8489 | 5.9566 | -12.0062 | -12.0062 | -11.6669 | -12 | 2.4167 | -5.2991 | 0.45607 | 171225.7045 | 179706.7966 | -12.0062
-11 | 5.5479 | 166436.097 | 2.3731 | -5.268 | 0.45048 | 162486.3291 | 170385.865 | -11.0052 | 166436.097 | 166436.097 | 169366.2131 | 5.5479 | 5.5479 | 5.6455 | -11.0052 | -11.0052 | -10.6793 | -11 | 2.3731 | -5.268 | 0.45048 | 162486.3291 | 170385.865 | -11.0052
-10 | 5.264 | 157919.526 | 2.3299 | -5.2372 | 0.44487 | 154240.1762 | 161598.8759 | -10.0041 | 157919.526 | 157919.526 | 160574.4976 | 5.264 | 5.264 | 5.3525 | -10.0041 | -10.0041 | -9.6916 | -10 | 2.3299 | -5.2372 | 0.44487 | 154240.1762 | 161598.8759 | -10.0041
-9 | 4.9962 | 149884.7618 | 2.287 | -5.2066 | 0.43924 | 146456.9534 | 153312.5701 | -9.0031 | 149884.7618 | 149884.7618 | 152288.966 | 4.9962 | 4.9962 | 5.0763 | -9.0031 | -9.0031 | -8.7035 | -9 | 2.287 | -5.2066 | 0.43924 | 146456.9534 | 153312.5701 | -9.0031
-8 | 4.7434 | 142302.1433 | 2.2444 | -5.1763 | 0.43359 | 139108.3703 | 145495.9163 | -8.0021 | 142302.1433 | 142302.1433 | 144477.8269 | 4.7434 | 4.7434 | 4.8159 | -8.0021 | -8.0021 | -7.7153 | -8 | 2.2444 | -5.1763 | 0.43359 | 139108.3703 | 145495.9163 | -8.0021
-7 | 4.5048 | 135143.9739 | 2.2021 | -5.1462 | 0.42791 | 132167.9964 | 138119.9513 | -7.0011 | 135143.9739 | 135143.9739 | 137111.4408 | 4.5048 | 4.5048 | 4.5704 | -7.0011 | -7.0011 | -6.7268 | -7 | 2.2021 | -5.1462 | 0.42791 | 132167.9964 | 138119.9513 | -7.0011
-6 | 4.2795 | 128384.3825 | 2.1601 | -5.1163 | 0.4222 | 125611.1316 | 131157.6335 | -6.0001 | 128384.3825 | 128384.3825 | 130162.1653 | 4.2795 | 4.2795 | 4.3387 | -6.0001 | -6.0001 | -5.7381 | -6 | 2.1601 | -5.1163 | 0.4222 | 125611.1316 | 131157.6335 | -6.0001
-5 | 4.0666 | 121999.1957 | 2.1185 | -5.0866 | 0.41648 | 119414.6847 | 124583.7068 | -4.9992 | 121999.1957 | 121999.1957 | 123604.211 | 4.0666 | 4.0666 | 4.1201 | -4.9992 | -4.9992 | -4.7491 | -5 | 2.1185 | -5.0866 | 0.41648 | 119414.6847 | 124583.7068 | -4.9992
-4 | 3.8655 | 115965.8183 | 2.0771 | -5.0572 | 0.41073 | 113557.0618 | 118374.5747 | -3.9982 | 115965.8183 | 115965.8183 | 117413.5087 | 3.8655 | 3.8655 | 3.9138 | -3.9982 | -3.9982 | -3.7599 | -4 | 2.0771 | -5.0572 | 0.41073 | 113557.0618 | 118374.5747 | -3.9982
-3 | 3.6754 | 110263.1237 | 2.0361 | -5.028 | 0.40495 | 108018.0629 | 112508.1845 | -2.9973 | 110263.1237 | 110263.1237 | 111567.5868 | 3.6754 | 3.6754 | 3.7189 | -2.9973 | -2.9973 | -2.7705 | -3 | 2.0361 | -5.028 | 0.40495 | 108018.0629 | 112508.1845 | -2.9973
-2 | 3.4957 | 104871.352 | 1.9954 | -4.9991 | 0.39915 | 102778.7854 | 106963.9186 | -1.9964 | 104871.352 | 104871.352 | 106045.4579 | 3.4957 | 3.4957 | 3.5348 | -1.9964 | -1.9964 | -1.7809 | -2 | 1.9954 | -4.9991 | 0.39915 | 102778.7854 | 106963.9186 | -1.9964
-1 | 3.3257 | 99772.0155 | 1.9549 | -4.9703 | 0.39332 | 97821.5353 | 101722.4958 | -0.99548 | 99772.0155 | 99772.0155 | 100827.514 | 3.3257 | 3.3257 | 3.3609 | -0.99548 | -0.99548 | -0.79107 | -1 | 1.9549 | -4.9703 | 0.39332 | 97821.5353 | 101722.4958 | -0.99548
0 | 3.1649 | 94947.8114 | 1.9148 | -4.9418 | 0.38747 | 93129.7448 | 96765.878 | 0.0053915 | 94947.8114 | 94947.8114 | 95895.4295 | 3.1649 | 3.1649 | 3.1965 | 0.0053915 | 0.0053915 | 0.199 | 0 | 1.9148 | -4.9418 | 0.38747 | 93129.7448 | 96765.878 | 0.0053915
1 | 3.0128 | 90382.5403 | 1.875 | -4.9135 | 0.3816 | 88687.8955 | 92077.1852 | 1.0062 | 90382.5403 | 90382.5403 | 91232.0712 | 3.0128 | 3.0128 | 3.0411 | 1.0062 | 1.0062 | 1.1893 | 1 | 1.875 | -4.9135 | 0.3816 | 88687.8955 | 92077.1852 | 1.0062
2 | 2.8687 | 86061.0317 | 1.8354 | -4.8854 | 0.37569 | 84481.4476 | 87640.6157 | 2.0071 | 86061.0317 | 86061.0317 | 86821.4158 | 2.8687 | 2.8687 | 2.894 | 2.0071 | 2.0071 | 2.1798 | 2 | 1.8354 | -4.8854 | 0.37569 | 84481.4476 | 87640.6157 | 2.0071
3 | 2.7323 | 81969.0733 | 1.7962 | -4.8576 | 0.36977 | 80496.7739 | 83441.3727 | 3.0079 | 81969.0733 | 81969.0733 | 82648.4724 | 2.7323 | 2.7323 | 2.7549 | 3.0079 | 3.0079 | 3.1705 | 3 | 1.7962 | -4.8576 | 0.36977 | 80496.7739 | 83441.3727 | 3.0079
4 | 2.6031 | 78093.3472 | 1.7572 | -4.8299 | 0.36381 | 76721.0982 | 79465.5961 | 4.0086 | 78093.3472 | 78093.3472 | 78699.2118 | 2.6031 | 2.6031 | 2.6233 | 4.0086 | 4.0086 | 4.1614 | 4 | 1.7572 | -4.8299 | 0.36381 | 76721.0982 | 79465.5961 | 4.0086
5 | 2.4807 | 74421.369 | 1.7185 | -4.8025 | 0.35784 | 73142.4391 | 75700.2989 | 5.0094 | 74421.369 | 74421.369 | 74960.4998 | 2.4807 | 2.4807 | 2.4987 | 5.0094 | 5.0094 | 5.1525 | 5 | 1.7185 | -4.8025 | 0.35784 | 73142.4391 | 75700.2989 | 5.0094
6 | 2.3647 | 70941.4324 | 1.6801 | -4.7753 | 0.35183 | 69749.5565 | 72133.3083 | 6.0101 | 70941.4324 | 70941.4324 | 71420.0365 | 2.3647 | 2.3647 | 2.3807 | 6.0101 | 6.0101 | 6.1439 | 6 | 1.6801 | -4.7753 | 0.35183 | 69749.5565 | 72133.3083 | 6.0101
7 | 2.2548 | 67642.5575 | 1.6419 | -4.7482 | 0.3458 | 66531.9031 | 68753.2118 | 7.0107 | 67642.5575 | 67642.5575 | 68066.2994 | 2.2548 | 2.2548 | 2.2689 | 7.0107 | 7.0107 | 7.1354 | 7 | 1.6419 | -4.7482 | 0.3458 | 66531.9031 | 68753.2118 | 7.0107
8 | 2.1505 | 64514.4419 | 1.6041 | -4.7214 | 0.33974 | 63479.5784 | 65549.3055 | 8.0114 | 64514.4419 | 64514.4419 | 64888.4909 | 2.1505 | 2.1505 | 2.1629 | 8.0114 | 8.0114 | 8.1272 | 8 | 1.6041 | -4.7214 | 0.33974 | 63479.5784 | 65549.3055 | 8.0114
9 | 2.0516 | 61547.4169 | 1.5665 | -4.6948 | 0.33366 | 60583.2861 | 62511.5477 | 9.012 | 61547.4169 | 61547.4169 | 61876.489 | 2.0516 | 2.0516 | 2.0625 | 9.012 | 9.012 | 9.1191 | 9 | 1.5665 | -4.6948 | 0.33366 | 60583.2861 | 62511.5477 | 9.012
10 | 1.9577 | 58732.4048 | 1.5292 | -4.6684 | 0.32755 | 57834.295 | 59630.5147 | 10.0126 | 58732.4048 | 58732.4048 | 59020.8024 | 1.9577 | 1.9577 | 1.9674 | 10.0126 | 10.0126 | 10.1113 | 10 | 1.5292 | -4.6684 | 0.32755 | 57834.295 | 59630.5147 | 10.0126
11 | 1.8687 | 56060.8812 | 1.4921 | -4.6423 | 0.32141 | 55224.402 | 56897.3604 | 11.0131 | 56060.8812 | 56060.8812 | 56312.5282 | 1.8687 | 1.8687 | 1.8771 | 11.0131 | 11.0131 | 11.1037 | 11 | 1.4921 | -4.6423 | 0.32141 | 55224.402 | 56897.3604 | 11.0131
12 | 1.7842 | 53524.8382 | 1.4553 | -4.6163 | 0.31525 | 52745.898 | 54303.7783 | 12.0137 | 53524.8382 | 53524.8382 | 53743.3126 | 1.7842 | 1.7842 | 1.7914 | 12.0137 | 12.0137 | 12.0962 | 12 | 1.4553 | -4.6163 | 0.31525 | 52745.898 | 54303.7783 | 12.0137
13 | 1.7039 | 51116.7509 | 1.4187 | -4.5905 | 0.30906 | 50391.536 | 51841.9659 | 13.0141 | 51116.7509 | 51116.7509 | 51305.3151 | 1.7039 | 1.7039 | 1.7102 | 13.0141 | 13.0141 | 13.089 | 13 | 1.4187 | -4.5905 | 0.30906 | 50391.536 | 51841.9659 | 13.0141
14 | 1.6277 | 48829.5469 | 1.3825 | -4.5649 | 0.30285 | 48154.5013 | 49504.5926 | 14.0146 | 48829.5469 | 48829.5469 | 48991.1739 | 1.6277 | 1.6277 | 1.633 | 14.0146 | 14.0146 | 14.0819 | 14 | 1.3825 | -4.5649 | 0.30285 | 48154.5013 | 49504.5926 | 14.0146
15 | 1.5552 | 46656.5763 | 1.3464 | -4.5395 | 0.2966 | 46028.3841 | 47284.7686 | 15.015 | 46656.5763 | 46656.5763 | 46793.9752 | 1.5552 | 1.5552 | 1.5598 | 15.015 | 15.015 | 15.0751 | 15 | 1.3464 | -4.5395 | 0.2966 | 46028.3841 | 47284.7686 | 15.015
16 | 1.4864 | 44591.5852 | 1.3106 | -4.5143 | 0.29033 | 44007.1535 | 45176.0168 | 16.0154 | 44591.5852 | 44591.5852 | 44707.2237 | 1.4864 | 1.4864 | 1.4902 | 16.0154 | 16.0154 | 16.0684 | 16 | 1.3106 | -4.5143 | 0.29033 | 44007.1535 | 45176.0168 | 16.0154
17 | 1.421 | 42628.69 | 1.2751 | -4.4893 | 0.28403 | 42085.1338 | 43172.2462 | 17.0157 | 42628.69 | 42628.69 | 42724.8152 | 1.421 | 1.421 | 1.4242 | 17.0157 | 17.0157 | 17.062 | 17 | 1.2751 | -4.4893 | 0.28403 | 42085.1338 | 43172.2462 | 17.0157
18 | 1.3587 | 40762.3544 | 1.2398 | -4.4645 | 0.27771 | 40256.9815 | 41267.7272 | 18.016 | 40762.3544 | 40762.3544 | 40841.0116 | 1.3587 | 1.3587 | 1.3614 | 18.016 | 18.016 | 18.0557 | 18 | 1.2398 | -4.4645 | 0.27771 | 40256.9815 | 41267.7272 | 18.016
19 | 1.2996 | 38987.367 | 1.2048 | -4.4398 | 0.27135 | 38517.6652 | 39457.0689 | 19.0163 | 38987.367 | 38987.367 | 39050.4173 | 1.2996 | 1.2996 | 1.3017 | 19.0163 | 19.0163 | 19.0496 | 19 | 1.2048 | -4.4398 | 0.27135 | 38517.6652 | 39457.0689 | 19.0163
20 | 1.2433 | 37298.8212 | 1.1699 | -4.4154 | 0.26497 | 36862.4453 | 37735.1971 | 20.0165 | 37298.8212 | 37298.8212 | 37347.957 | 1.2433 | 1.2433 | 1.2449 | 20.0165 | 20.0165 | 20.0437 | 20 | 1.1699 | -4.4154 | 0.26497 | 36862.4453 | 37735.1971 | 20.0165
21 | 1.1897 | 35692.0957 | 1.1354 | -4.3911 | 0.25856 | 35286.8566 | 36097.3348 | 21.0167 | 35692.0957 | 35692.0957 | 35728.8554 | 1.1897 | 1.1897 | 1.191 | 21.0167 | 21.0167 | 21.0381 | 21 | 1.1354 | -4.3911 | 0.25856 | 35286.8566 | 36097.3348 | 21.0167
22 | 1.1388 | 34162.837 | 1.101 | -4.3671 | 0.25212 | 33786.6906 | 34538.9834 | 22.0169 | 34162.837 | 34162.837 | 34188.6182 | 1.1388 | 1.1388 | 1.1396 | 22.0169 | 22.0169 | 22.0326 | 22 | 1.101 | -4.3671 | 0.25212 | 33786.6906 | 34538.9834 | 22.0169
23 | 1.0902 | 32706.9426 | 1.0669 | -4.3432 | 0.24566 | 32357.9799 | 33055.9054 | 23.017 | 32706.9426 | 32706.9426 | 32723.0144 | 1.0902 | 1.0902 | 1.0908 | 23.017 | 23.017 | 23.0272 | 23 | 1.0669 | -4.3432 | 0.24566 | 32357.9799 | 33055.9054 | 23.017
24 | 1.044 | 31320.5456 | 1.0331 | -4.3195 | 0.23917 | 30996.9836 | 31644.1077 | 24.0171 | 31320.5456 | 31320.5456 | 31328.0595 | 1.044 | 1.044 | 1.0443 | 24.0171 | 24.0171 | 24.0221 | 24 | 1.0331 | -4.3195 | 0.23917 | 30996.9836 | 31644.1077 | 24.0171
25 | 1 | 30000 | 1.0006 | -4.2959 | 0.23291 | 29699.8271 | 30300.1729 | 25.0172 | 30000 | 30000 | 30000.0001 | 1 | 1 | 1 | 25.0172 | 25.0172 | 25.0172 | 25 | 1.0006 | -4.2959 | 0.23291 | 29699.8271 | 30300.1729 | 25.0172
26 | 0.95784 | 28735.2997 | 1.0342 | -4.2726 | 0.24205 | 28438.1275 | 29032.4719 | 26.0178 | 28735.2997 | 28741.8673 | 28735.2997 | 0.95784 | 0.95806 | 0.95784 | 26.0178 | 26.0226 | 26.0178 | 26 | 1.0342 | -4.2726 | 0.24205 | 28438.1275 | 29032.4719 | 26.0178
27 | 0.91769 | 27530.6248 | 1.0675 | -4.2494 | 0.25122 | 27236.7263 | 27824.5234 | 27.0183 | 27530.6248 | 27542.9036 | 27530.6248 | 0.91769 | 0.9181 | 0.91769 | 27.0183 | 27.0277 | 27.0183 | 27 | 1.0675 | -4.2494 | 0.25122 | 27236.7263 | 27824.5234 | 27.0183
28 | 0.87943 | 26382.833 | 1.1007 | -4.2264 | 0.26042 | 26092.4464 | 26673.2195 | 28.0189 | 26382.833 | 26400.0483 | 26382.833 | 0.87943 | 0.88 | 0.87943 | 28.0189 | 28.0326 | 28.0189 | 28 | 1.1007 | -4.2264 | 0.26042 | 26092.4464 | 26673.2195 | 28.0189
29 | 0.84297 | 25288.9604 | 1.1336 | -4.2036 | 0.26967 | 25002.2928 | 25575.628 | 29.0194 | 25288.9604 | 25310.4123 | 25288.9604 | 0.84297 | 0.84368 | 0.84297 | 29.0194 | 29.0373 | 29.0194 | 29 | 1.1336 | -4.2036 | 0.26967 | 25002.2928 | 25575.628 | 29.0194
30 | 0.80821 | 24246.2114 | 1.1662 | -4.1809 | 0.27894 | 23963.441 | 24528.9818 | 30.0199 | 24246.2114 | 24271.2681 | 24246.2114 | 0.80821 | 0.80904 | 0.80821 | 30.0199 | 30.0417 | 30.0199 | 30 | 1.1662 | -4.1809 | 0.27894 | 23963.441 | 24528.9818 | 30.0199
31 | 0.77506 | 23251.9481 | 1.1987 | -4.1585 | 0.28826 | 22973.227 | 23530.6692 | 31.0205 | 23251.9481 | 23280.0399 | 23251.9481 | 0.77506 | 0.776 | 0.77506 | 31.0205 | 31.0459 | 31.0205 | 31 | 1.1987 | -4.1585 | 0.28826 | 22973.227 | 23530.6692 | 31.0205
32 | 0.74346 | 22303.6806 | 1.2309 | -4.1362 | 0.2976 | 22029.1372 | 22578.2239 | 32.0209 | 22303.6806 | 22334.2947 | 22303.6806 | 0.74346 | 0.74448 | 0.74346 | 32.0209 | 32.0498 | 32.0209 | 32 | 1.2309 | -4.1362 | 0.2976 | 22029.1372 | 22578.2239 | 32.0209
33 | 0.7133 | 21399.0583 | 1.2629 | -4.114 | 0.30699 | 21128.7995 | 21669.3172 | 33.0214 | 21399.0583 | 21431.7337 | 21399.0583 | 0.7133 | 0.71439 | 0.7133 | 33.0214 | 33.0535 | 33.0214 | 33 | 1.2629 | -4.114 | 0.30699 | 21128.7995 | 21669.3172 | 33.0214
34 | 0.68453 | 20535.8615 | 1.2947 | -4.092 | 0.31641 | 20269.9745 | 20801.7485 | 34.0219 | 20535.8615 | 20570.1841 | 20535.8615 | 0.68453 | 0.68567 | 0.68453 | 34.0219 | 34.057 | 34.0219 | 34 | 1.2947 | -4.092 | 0.31641 | 20269.9745 | 20801.7485 | 34.0219
35 | 0.65707 | 19711.9934 | 1.3263 | -4.0702 | 0.32586 | 19450.5477 | 19973.439 | 35.0223 | 19711.9934 | 19747.5923 | 19711.9934 | 0.65707 | 0.65825 | 0.65707 | 35.0223 | 35.0603 | 35.0223 | 35 | 1.3263 | -4.0702 | 0.32586 | 19450.5477 | 19973.439 | 35.0223
36 | 0.63085 | 18925.4726 | 1.3577 | -4.0486 | 0.33535 | 18668.5216 | 19182.4235 | 36.0228 | 18925.4726 | 18962.0161 | 18925.4726 | 0.63085 | 0.63207 | 0.63085 | 36.0228 | 36.0633 | 36.0228 | 36 | 1.3577 | -4.0486 | 0.33535 | 18668.5216 | 19182.4235 | 36.0228
37 | 0.60581 | 18174.4267 | 1.3889 | -4.0271 | 0.34488 | 17922.0094 | 18426.8441 | 37.0232 | 18174.4267 | 18211.6188 | 18174.4267 | 0.60581 | 0.60705 | 0.60581 | 37.0232 | 37.066 | 37.0232 | 37 | 1.3889 | -4.0271 | 0.34488 | 17922.0094 | 18426.8441 | 37.0232
38 | 0.5819 | 17457.0857 | 1.4198 | -4.0057 | 0.35444 | 17209.2277 | 17704.9437 | 38.0236 | 17457.0857 | 17494.6627 | 17457.0857 | 0.5819 | 0.58316 | 0.5819 | 38.0236 | 38.0686 | 38.0236 | 38 | 1.4198 | -4.0057 | 0.35444 | 17209.2277 | 17704.9437 | 38.0236
39 | 0.55906 | 16771.7757 | 1.4506 | -3.9846 | 0.36404 | 16528.491 | 17015.0604 | 39.0239 | 16771.7757 | 16809.5036 | 16771.7757 | 0.55906 | 0.56032 | 0.55906 | 39.0239 | 39.0709 | 39.0239 | 39 | 1.4506 | -3.9846 | 0.36404 | 16528.491 | 17015.0604 | 39.0239
40 | 0.53723 | 16116.9134 | 1.4811 | -3.9636 | 0.37368 | 15878.2052 | 16355.6216 | 40.0243 | 16116.9134 | 16154.585 | 16116.9134 | 0.53723 | 0.53849 | 0.53723 | 40.0243 | 40.073 | 40.0243 | 40 | 1.4811 | -3.9636 | 0.37368 | 15878.2052 | 16355.6216 | 40.0243
41 | 0.51637 | 15491.001 | 1.5114 | -3.9427 | 0.38335 | 15256.863 | 15725.139 | 41.0247 | 15491.001 | 15528.4335 | 15491.001 | 0.51637 | 0.51761 | 0.51637 | 41.0247 | 41.0749 | 41.0247 | 41 | 1.5114 | -3.9427 | 0.38335 | 15256.863 | 15725.139 | 41.0247
42 | 0.49642 | 14892.6211 | 1.5416 | -3.922 | 0.39306 | 14663.0383 | 15122.2039 | 42.025 | 14892.6211 | 14929.6538 | 14892.6211 | 0.49642 | 0.49766 | 0.49642 | 42.025 | 42.0765 | 42.025 | 42 | 1.5416 | -3.922 | 0.39306 | 14663.0383 | 15122.2039 | 42.025
43 | 0.47735 | 14320.4319 | 1.5715 | -3.9014 | 0.40281 | 14095.3818 | 14545.482 | 43.0253 | 14320.4319 | 14356.9242 | 14320.4319 | 0.47735 | 0.47856 | 0.47735 | 43.0253 | 43.0779 | 43.0253 | 43 | 1.5715 | -3.9014 | 0.40281 | 14095.3818 | 14545.482 | 43.0253
44 | 0.45911 | 13773.163 | 1.6013 | -3.881 | 0.41259 | 13552.6161 | 13993.7099 | 44.0256 | 13773.163 | 13808.9927 | 13773.163 | 0.45911 | 0.4603 | 0.45911 | 44.0256 | 44.0791 | 44.0256 | 44 | 1.6013 | -3.881 | 0.41259 | 13552.6161 | 13993.7099 | 44.0256
45 | 0.44165 | 13249.6113 | 1.6308 | -3.8608 | 0.42241 | 13033.532 | 13465.6906 | 45.0259 | 13249.6113 | 13284.6725 | 13249.6113 | 0.44165 | 0.44282 | 0.44165 | 45.0259 | 45.08 | 45.0259 | 45 | 1.6308 | -3.8608 | 0.42241 | 13033.532 | 13465.6906 | 45.0259
46 | 0.42495 | 12748.6371 | 1.6602 | -3.8407 | 0.43226 | 12536.9845 | 12960.2897 | 46.0261 | 12748.6371 | 12782.839 | 12748.6371 | 0.42495 | 0.42609 | 0.42495 | 46.0261 | 46.0808 | 46.0261 | 46 | 1.6602 | -3.8407 | 0.43226 | 12536.9845 | 12960.2897 | 46.0261
47 | 0.40897 | 12269.1605 | 1.6894 | -3.8207 | 0.44216 | 12061.8889 | 12476.4321 | 47.0264 | 12269.1605 | 12302.4257 | 12269.1605 | 0.40897 | 0.41008 | 0.40897 | 47.0264 | 47.0813 | 47.0264 | 47 | 1.6894 | -3.8207 | 0.44216 | 12061.8889 | 12476.4321 | 47.0264
48 | 0.39367 | 11810.1581 | 1.7184 | -3.8009 | 0.45209 | 11607.2176 | 12013.0986 | 48.0266 | 11810.1581 | 11842.4214 | 11810.1581 | 0.39367 | 0.39475 | 0.39367 | 48.0266 | 48.0816 | 48.0266 | 48 | 1.7184 | -3.8009 | 0.45209 | 11607.2176 | 12013.0986 | 48.0266
49 | 0.37902 | 11370.6596 | 1.7472 | -3.7813 | 0.46205 | 11171.9967 | 11569.3225 | 49.0268 | 11370.6596 | 11401.8668 | 11370.6596 | 0.37902 | 0.38006 | 0.37902 | 49.0268 | 49.0816 | 49.0268 | 49 | 1.7472 | -3.7813 | 0.46205 | 11171.9967 | 11569.3225 | 49.0268
50 | 0.36499 | 10949.745 | 1.7758 | -3.7618 | 0.47206 | 10755.303 | 11144.187 | 50.027 | 10949.745 | 10979.852 | 10949.745 | 0.36499 | 0.366 | 0.36499 | 50.027 | 50.0815 | 50.027 | 50 | 1.7758 | -3.7618 | 0.47206 | 10755.303 | 11144.187 | 50.027
51 | 0.35155 | 10546.5418 | 1.8042 | -3.7424 | 0.4821 | 10356.2612 | 10736.8224 | 51.0272 | 10546.5418 | 10575.5132 | 10546.5418 | 0.35155 | 0.35252 | 0.35155 | 51.0272 | 51.0811 | 51.0272 | 51 | 1.8042 | -3.7424 | 0.4821 | 10356.2612 | 10736.8224 | 51.0272
52 | 0.33867 | 10160.2222 | 1.8324 | -3.7232 | 0.49218 | 9974.0413 | 10346.4032 | 52.0274 | 10160.2222 | 10188.0307 | 10160.2222 | 0.33867 | 0.3396 | 0.33867 | 52.0274 | 52.0805 | 52.0274 | 52 | 1.8324 | -3.7232 | 0.49218 | 9974.0413 | 10346.4032 | 52.0274
53 | 0.32633 | 9790.0008 | 1.8605 | -3.7041 | 0.50229 | 9607.8559 | 9972.1458 | 53.0276 | 9790.0008 | 9816.6262 | 9790.0008 | 0.32633 | 0.32722 | 0.32633 | 53.0276 | 53.0797 | 53.0276 | 53 | 1.8605 | -3.7041 | 0.50229 | 9607.8559 | 9972.1458 | 53.0276
54 | 0.3145 | 9435.1321 | 1.8884 | -3.6851 | 0.51244 | 9256.9577 | 9613.3065 | 54.0277 | 9435.1321 | 9460.5606 | 9435.1321 | 0.3145 | 0.31535 | 0.3145 | 54.0277 | 54.0787 | 54.0277 | 54 | 1.8884 | -3.6851 | 0.51244 | 9256.9577 | 9613.3065 | 54.0277
55 | 0.30316 | 9094.9083 | 1.9161 | -3.6663 | 0.52263 | 8920.6378 | 9269.1788 | 55.0278 | 9094.9083 | 9119.132 | 9094.9083 | 0.30316 | 0.30397 | 0.30316 | 55.0278 | 55.0774 | 55.0278 | 55 | 1.9161 | -3.6663 | 0.52263 | 8920.6378 | 9269.1788 | 55.0278
56 | 0.29229 | 8768.6575 | 1.9437 | -3.6476 | 0.53286 | 8598.2231 | 8939.0918 | 56.0279 | 8768.6575 | 8791.6734 | 8768.6575 | 0.29229 | 0.29306 | 0.29229 | 56.0279 | 56.076 | 56.0279 | 56 | 1.9437 | -3.6476 | 0.53286 | 8598.2231 | 8939.0918 | 56.0279
57 | 0.28186 | 8455.7412 | 1.971 | -3.6291 | 0.54313 | 8289.0745 | 8622.4079 | 57.028 | 8455.7412 | 8477.551 | 8455.7412 | 0.28186 | 0.28259 | 0.28186 | 57.028 | 57.0743 | 57.028 | 57 | 1.971 | -3.6291 | 0.54313 | 8289.0745 | 8622.4079 | 57.028
58 | 0.27185 | 8155.5533 | 1.9982 | -3.6107 | 0.55343 | 7992.5851 | 8318.5216 | 58.0281 | 8155.5533 | 8176.1626 | 8155.5533 | 0.27185 | 0.27254 | 0.27185 | 58.0281 | 58.0724 | 58.0281 | 58 | 1.9982 | -3.6107 | 0.55343 | 7992.5851 | 8318.5216 | 58.0281
59 | 0.26225 | 7867.5175 | 2.0253 | -3.5924 | 0.56377 | 7708.1782 | 8026.8568 | 59.0282 | 7867.5175 | 7886.9355 | 7867.5175 | 0.26225 | 0.2629 | 0.26225 | 59.0282 | 59.0703 | 59.0282 | 59 | 2.0253 | -3.5924 | 0.56377 | 7708.1782 | 8026.8568 | 59.0282
60 | 0.25304 | 7591.0863 | 2.0521 | -3.5743 | 0.57415 | 7435.3062 | 7746.8663 | 60.0282 | 7591.0863 | 7609.3251 | 7591.0863 | 0.25304 | 0.25364 | 0.25304 | 60.0282 | 60.068 | 60.0282 | 60 | 2.0521 | -3.5743 | 0.57415 | 7435.3062 | 7746.8663 | 60.0282
61 | 0.24419 | 7325.7389 | 2.0788 | -3.5562 | 0.58456 | 7173.4483 | 7478.0295 | 61.0283 | 7325.7389 | 7342.8137 | 7325.7389 | 0.24419 | 0.24476 | 0.24419 | 61.0283 | 61.0655 | 61.0283 | 61 | 2.0788 | -3.5562 | 0.58456 | 7173.4483 | 7478.0295 | 61.0283
62 | 0.2357 | 7070.9806 | 2.1054 | -3.5384 | 0.59502 | 6922.1098 | 7219.8513 | 62.0283 | 7070.9806 | 7086.9086 | 7070.9806 | 0.2357 | 0.23623 | 0.2357 | 62.0283 | 62.0628 | 62.0283 | 62 | 2.1054 | -3.5384 | 0.59502 | 6922.1098 | 7219.8513 | 62.0283
63 | 0.22754 | 6826.3404 | 2.1317 | -3.5206 | 0.60551 | 6680.82 | 6971.8607 | 63.0283 | 6826.3404 | 6841.1411 | 6826.3404 | 0.22754 | 0.22804 | 0.22754 | 63.0283 | 63.0599 | 63.0283 | 63 | 2.1317 | -3.5206 | 0.60551 | 6680.82 | 6971.8607 | 63.0283
64 | 0.21971 | 6591.3706 | 2.158 | -3.503 | 0.61604 | 6449.1316 | 6733.6096 | 64.0283 | 6591.3706 | 6605.0651 | 6591.3706 | 0.21971 | 0.22017 | 0.21971 | 64.0283 | 64.0568 | 64.0283 | 64 | 2.158 | -3.503 | 0.61604 | 6449.1316 | 6733.6096 | 64.0283
65 | 0.21219 | 6365.645 | 2.184 | -3.4855 | 0.6266 | 6226.6189 | 6504.6712 | 65.0283 | 6365.645 | 6378.2559 | 6365.645 | 0.21219 | 0.21261 | 0.21219 | 65.0283 | 65.0534 | 65.0283 | 65 | 2.184 | -3.4855 | 0.6266 | 6226.6189 | 6504.6712 | 65.0283
66 | 0.20496 | 6148.7583 | 2.2099 | -3.4681 | 0.63721 | 6012.8769 | 6284.6396 | 66.0283 | 6148.7583 | 6160.3094 | 6148.7583 | 0.20496 | 0.20534 | 0.20496 | 66.0283 | 66.0499 | 66.0283 | 66 | 2.2099 | -3.4681 | 0.63721 | 6012.8769 | 6284.6396 | 66.0283
67 | 0.19801 | 5940.3243 | 2.2356 | -3.4508 | 0.64785 | 5807.5204 | 6073.1282 | 67.0283 | 5940.3243 | 5950.8406 | 5940.3243 | 0.19801 | 0.19836 | 0.19801 | 67.0283 | 67.0462 | 67.0283 | 67 | 2.2356 | -3.4508 | 0.64785 | 5807.5204 | 6073.1282 | 67.0283
68 | 0.19133 | 5739.9755 | 2.2612 | -3.4337 | 0.65853 | 5610.1824 | 5869.7686 | 68.0282 | 5739.9755 | 5749.4827 | 5739.9755 | 0.19133 | 0.19165 | 0.19133 | 68.0282 | 68.0423 | 68.0282 | 68 | 2.2612 | -3.4337 | 0.65853 | 5610.1824 | 5869.7686 | 68.0282
69 | 0.18491 | 5547.3621 | 2.2866 | -3.4167 | 0.66925 | 5420.5139 | 5674.2102 | 69.0282 | 5547.3621 | 5555.8866 | 5547.3621 | 0.18491 | 0.1852 | 0.18491 | 69.0282 | 69.0381 | 69.0282 | 69 | 2.2866 | -3.4167 | 0.66925 | 5420.5139 | 5674.2102 | 69.0282
70 | 0.17874 | 5362.1505 | 2.3119 | -3.3998 | 0.68001 | 5238.1823 | 5486.1187 | 70.0281 | 5362.1505 | 5369.7193 | 5362.1505 | 0.17874 | 0.17899 | 0.17874 | 70.0281 | 70.0338 | 70.0281 | 70 | 2.3119 | -3.3998 | 0.68001 | 5238.1823 | 5486.1187 | 70.0281
71 | 0.1728 | 5184.0233 | 2.337 | -3.383 | 0.69081 | 5062.871 | 5305.1757 | 71.0281 | 5184.0233 | 5190.6636 | 5184.0233 | 0.1728 | 0.17302 | 0.1728 | 71.0281 | 71.0293 | 71.0281 | 71 | 2.337 | -3.383 | 0.69081 | 5062.871 | 5305.1757 | 71.0281
72 | 0.16709 | 5012.6779 | 2.362 | -3.3664 | 0.70165 | 4894.2782 | 5131.0776 | 72.028 | 5012.6779 | 5018.4171 | 5012.6779 | 0.16709 | 0.16728 | 0.16709 | 72.028 | 72.0246 | 72.028 | 72 | 2.362 | -3.3664 | 0.70165 | 4894.2782 | 5131.0776 | 72.028
73 | 0.16159 | 4847.8257 | 2.3868 | -3.3498 | 0.71252 | 4732.1164 | 4963.535 | 73.0279 | 4847.8257 | 4852.6916 | 4847.8257 | 0.16159 | 0.16176 | 0.16159 | 73.0279 | 73.0197 | 73.0279 | 73 | 2.3868 | -3.3498 | 0.71252 | 4732.1164 | 4963.535 | 73.0279
74 | 0.15631 | 4689.1919 | 2.4115 | -3.3334 | 0.72343 | 4576.1118 | 4802.272 | 74.0278 | 4689.1919 | 4693.2121 | 4689.1919 | 0.15631 | 0.15644 | 0.15631 | 74.0278 | 74.0146 | 74.0278 | 74 | 2.4115 | -3.3334 | 0.72343 | 4576.1118 | 4802.272 | 74.0278
75 | 0.15122 | 4536.5143 | 2.436 | -3.3171 | 0.73438 | 4426.0032 | 4647.0254 | 75.0277 | 4536.5143 | 4539.7165 | 4536.5143 | 0.15122 | 0.15132 | 0.15122 | 75.0277 | 75.0093 | 75.0277 | 75 | 2.436 | -3.3171 | 0.73438 | 4426.0032 | 4647.0254 | 75.0277
76 | 0.14632 | 4389.5428 | 2.4604 | -3.3009 | 0.74537 | 4281.5415 | 4497.5441 | 76.0276 | 4389.5428 | 4391.9545 | 4389.5428 | 0.14632 | 0.1464 | 0.14632 | 76.0276 | 76.0038 | 76.0276 | 76 | 2.4604 | -3.3009 | 0.74537 | 4281.5415 | 4497.5441 | 76.0276
77 | 0.1416 | 4248.0391 | 2.4847 | -3.2849 | 0.7564 | 4142.4895 | 4353.5886 | 77.0275 | 4248.0391 | 4249.6874 | 4248.0391 | 0.1416 | 0.14166 | 0.1416 | 77.0275 | 76.9981 | 77.0275 | 77 | 2.4847 | -3.2849 | 0.7564 | 4142.4895 | 4353.5886 | 77.0275
78 | 0.13706 | 4111.7754 | 2.5088 | -3.2689 | 0.76747 | 4008.6206 | 4214.9303 | 78.0273 | 4111.7754 | 4112.6875 | 4111.7754 | 0.13706 | 0.13709 | 0.13706 | 78.0273 | 77.9923 | 78.0273 | 78 | 2.5088 | -3.2689 | 0.76747 | 4008.6206 | 4214.9303 | 78.0273
79 | 0.13268 | 3980.5348 | 2.5327 | -3.253 | 0.77857 | 3879.7187 | 4081.351 | 79.0272 | 3980.5348 | 3980.7373 | 3980.5348 | 0.13268 | 0.13269 | 0.13268 | 79.0272 | 78.9863 | 79.0272 | 79 | 2.5327 | -3.253 | 0.77857 | 3879.7187 | 4081.351 | 79.0272
80 | 0.12847 | 3854.1101 | 2.5565 | -3.2373 | 0.78971 | 3755.5778 | 3952.6423 | 80.0271 | 3854.1101 | 3853.6292 | 3854.1101 | 0.12847 | 0.12845 | 0.12847 | 80.0271 | 79.98 | 80.0271 | 80 | 2.5565 | -3.2373 | 0.78971 | 3755.5778 | 3952.6423 | 80.0271
81 | 0.12441 | 3732.3033 | 2.5802 | -3.2217 | 0.8009 | 3636.0011 | 3828.6054 | 81.0269 | 3732.3033 | 3731.165 | 3732.3033 | 0.12441 | 0.12437 | 0.12441 | 81.0269 | 80.9736 | 81.0269 | 81 | 2.5802 | -3.2217 | 0.8009 | 3636.0011 | 3828.6054 | 81.0269
82 | 0.1205 | 3614.9256 | 2.6038 | -3.2062 | 0.81212 | 3520.8009 | 3709.0502 | 82.0268 | 3614.9256 | 3613.1554 | 3614.9256 | 0.1205 | 0.12044 | 0.1205 | 82.0268 | 81.967 | 82.0268 | 82 | 2.6038 | -3.2062 | 0.81212 | 3520.8009 | 3709.0502 | 82.0268
83 | 0.11673 | 3501.7966 | 2.6272 | -3.1907 | 0.82338 | 3409.7977 | 3593.7954 | 83.0266 | 3501.7966 | 3499.4195 | 3501.7966 | 0.11673 | 0.11665 | 0.11673 | 83.0266 | 82.9603 | 83.0266 | 83 | 2.6272 | -3.1907 | 0.82338 | 3409.7977 | 3593.7954 | 83.0266
84 | 0.11309 | 3392.744 | 2.6505 | -3.1754 | 0.83468 | 3302.8205 | 3482.6676 | 84.0265 | 3392.744 | 3389.7845 | 3392.744 | 0.11309 | 0.11299 | 0.11309 | 84.0265 | 83.9533 | 84.0265 | 84 | 2.6505 | -3.1754 | 0.83468 | 3302.8205 | 3482.6676 | 84.0265
85 | 0.10959 | 3287.6033 | 2.6736 | -3.1602 | 0.84602 | 3199.7056 | 3375.501 | 85.0263 | 3287.6033 | 3284.0852 | 3287.6033 | 0.10959 | 0.10947 | 0.10959 | 85.0263 | 84.9462 | 85.0263 | 85 | 2.6736 | -3.1602 | 0.84602 | 3199.7056 | 3375.501 | 85.0263
86 | 0.10621 | 3186.217 | 2.6966 | -3.1451 | 0.8574 | 3100.2968 | 3272.1373 | 86.0262 | 3186.217 | 3182.164 | 3186.217 | 0.10621 | 0.10607 | 0.10621 | 86.0262 | 85.9389 | 86.0262 | 86 | 2.6966 | -3.1451 | 0.8574 | 3100.2968 | 3272.1373 | 86.0262
87 | 0.10295 | 3088.435 | 2.7195 | -3.1301 | 0.86881 | 3004.445 | 3172.4251 | 87.026 | 3088.435 | 3083.8698 | 3088.435 | 0.10295 | 0.1028 | 0.10295 | 87.026 | 86.9314 | 87.026 | 87 | 2.7195 | -3.1301 | 0.86881 | 3004.445 | 3172.4251 | 87.026
88 | 0.099804 | 2994.1135 | 2.7423 | -3.1152 | 0.88027 | 2912.0074 | 3076.2197 | 88.0258 | 2994.1135 | 2989.0584 | 2994.1135 | 0.099804 | 0.099635 | 0.099804 | 88.0258 | 87.9237 | 88.0258 | 88 | 2.7423 | -3.1152 | 0.88027 | 2912.0074 | 3076.2197 | 88.0258
89 | 0.096771 | 2903.1151 | 2.7649 | -3.1005 | 0.89176 | 2822.8476 | 2983.3826 | 89.0257 | 2903.1151 | 2897.592 | 2903.1151 | 0.096771 | 0.096586 | 0.096771 | 89.0257 | 88.9159 | 89.0257 | 89 | 2.7649 | -3.1005 | 0.89176 | 2822.8476 | 2983.3826 | 89.0257
90 | 0.093844 | 2815.3085 | 2.7874 | -3.0858 | 0.9033 | 2736.8355 | 2893.7815 | 90.0255 | 2815.3085 | 2809.3384 | 2815.3085 | 0.093844 | 0.093645 | 0.093844 | 90.0255 | 89.9079 | 90.0255 | 90 | 2.7874 | -3.0858 | 0.9033 | 2736.8355 | 2893.7815 | 90.0255
91 | 0.091019 | 2730.5679 | 2.8097 | -3.0712 | 0.91487 | 2653.8462 | 2807.2897 | 91.0253 | 2730.5679 | 2724.1716 | 2730.5679 | 0.091019 | 0.090806 | 0.091019 | 91.0253 | 90.8997 | 91.0253 | 91 | 2.8097 | -3.0712 | 0.91487 | 2653.8462 | 2807.2897 | 91.0253
92 | 0.088292 | 2648.7733 | 2.832 | -3.0567 | 0.92649 | 2573.7606 | 2723.786 | 92.0252 | 2648.7733 | 2641.9707 | 2648.7733 | 0.088292 | 0.088066 | 0.088292 | 92.0252 | 91.8914 | 92.0252 | 92 | 2.832 | -3.0567 | 0.92649 | 2573.7606 | 2723.786 | 92.0252
93 | 0.08566 | 2569.8096 | 2.8541 | -3.0423 | 0.93814 | 2496.4647 | 2643.1544 | 93.025 | 2569.8096 | 2562.6202 | 2569.8096 | 0.08566 | 0.085421 | 0.08566 | 93.025 | 92.8828 | 93.025 | 93 | 2.8541 | -3.0423 | 0.93814 | 2496.4647 | 2643.1544 | 93.025
94 | 0.083119 | 2493.5667 | 2.8761 | -3.028 | 0.94983 | 2421.8494 | 2565.2839 | 94.0249 | 2493.5667 | 2486.0095 | 2493.5667 | 0.083119 | 0.082867 | 0.083119 | 94.0249 | 93.8742 | 94.0249 | 94 | 2.8761 | -3.028 | 0.94983 | 2421.8494 | 2565.2839 | 94.0249
95 | 0.080665 | 2419.9393 | 2.898 | -3.0138 | 0.96156 | 2349.8103 | 2490.0683 | 95.0247 | 2419.9393 | 2412.0326 | 2419.9393 | 0.080665 | 0.080401 | 0.080665 | 95.0247 | 94.8653 | 95.0247 | 95 | 2.898 | -3.0138 | 0.96156 | 2349.8103 | 2490.0683 | 95.0247
96 | 0.078294 | 2348.8266 | 2.9197 | -2.9997 | 0.97333 | 2280.2475 | 2417.4056 | 96.0245 | 2348.8266 | 2340.5881 | 2348.8266 | 0.078294 | 0.07802 | 0.078294 | 96.0245 | 95.8563 | 96.0245 | 96 | 2.9197 | -2.9997 | 0.97333 | 2280.2475 | 2417.4056 | 96.0245
97 | 0.076004 | 2280.132 | 2.9413 | -2.9857 | 0.98514 | 2213.0653 | 2347.1986 | 97.0244 | 2280.132 | 2271.579 | 2280.132 | 0.076004 | 0.075719 | 0.076004 | 97.0244 | 96.8471 | 97.0244 | 97 | 2.9413 | -2.9857 | 0.98514 | 2213.0653 | 2347.1986 | 97.0244
98 | 0.073792 | 2213.7631 | 2.9629 | -2.9718 | 0.99699 | 2148.1723 | 2279.3538 | 98.0242 | 2213.7631 | 2204.9122 | 2213.7631 | 0.073792 | 0.073497 | 0.073792 | 98.0242 | 97.8378 | 98.0242 | 98 | 2.9629 | -2.9718 | 0.99699 | 2148.1723 | 2279.3538 | 98.0242
99 | 0.071654 | 2149.6313 | 2.9843 | -2.958 | 1.0089 | 2085.4808 | 2213.7818 | 99.0241 | 2149.6313 | 2140.4986 | 2149.6313 | 0.071654 | 0.07135 | 0.071654 | 99.0241 | 98.8283 | 99.0241 | 99 | 2.9843 | -2.958 | 1.0089 | 2085.4808 | 2213.7818 | 99.0241
100 | 0.069588 | 2087.6518 | 3.0055 | -2.9443 | 1.0208 | 2024.9067 | 2150.3968 | 100.0239 | 2087.6518 | 2078.253 | 2087.6518 | 0.069588 | 0.069275 | 0.069588 | 100.0239 | 99.8186 | 100.0239 | 100 | 3.0055 | -2.9443 | 1.0208 | 2024.9067 | 2150.3968 | 100.0239
101 | 0.067591 | 2027.7433 | 3.0267 | -2.9306 | 1.0328 | 1966.3697 | 2089.1169 | 101.0238 | 2027.7433 | 2018.0934 | 2027.7433 | 0.067591 | 0.06727 | 0.067591 | 101.0238 | 100.8088 | 101.0238 | 101 | 3.0267 | -2.9306 | 1.0328 | 1966.3697 | 2089.1169 | 101.0238
102 | 0.065661 | 1969.8279 | 3.0477 | -2.9171 | 1.0448 | 1909.7927 | 2029.8632 | 102.0237 | 1969.8279 | 1959.9415 | 1969.8279 | 0.065661 | 0.065331 | 0.065661 | 102.0237 | 101.7988 | 102.0237 | 102 | 3.0477 | -2.9171 | 1.0448 | 1909.7927 | 2029.8632 | 102.0237
103 | 0.063794 | 1913.831 | 3.0687 | -2.9036 | 1.0568 | 1855.1018 | 1972.5602 | 103.0235 | 1913.831 | 1903.7221 | 1913.831 | 0.063794 | 0.063457 | 0.063794 | 103.0235 | 102.7887 | 103.0235 | 103 | 3.0687 | -2.9036 | 1.0568 | 1855.1018 | 1972.5602 | 103.0235
104 | 0.061989 | 1859.681 | 3.0895 | -2.8903 | 1.0689 | 1802.2263 | 1917.1357 | 104.0234 | 1859.681 | 1849.3632 | 1859.681 | 0.061989 | 0.061645 | 0.061989 | 104.0234 | 103.7784 | 104.0234 | 104 | 3.0895 | -2.8903 | 1.0689 | 1802.2263 | 1917.1357 | 104.0234
105 | 0.060244 | 1807.3093 | 3.1102 | -2.877 | 1.081 | 1751.0984 | 1863.5202 | 105.0233 | 1807.3093 | 1796.7957 | 1807.3093 | 0.060244 | 0.059893 | 0.060244 | 105.0233 | 104.768 | 105.0233 | 105 | 3.1102 | -2.877 | 1.081 | 1751.0984 | 1863.5202 | 105.0233
106 | 0.058555 | 1756.6501 | 3.1308 | -2.8638 | 1.0932 | 1701.653 | 1811.6472 | 106.0232 | 1756.6501 | 1745.9533 | 1756.6501 | 0.058555 | 0.058198 | 0.058555 | 106.0232 | 105.7574 | 106.0232 | 106 | 3.1308 | -2.8638 | 1.0932 | 1701.653 | 1811.6472 | 106.0232
107 | 0.056921 | 1707.6402 | 3.1513 | -2.8507 | 1.1054 | 1653.8277 | 1761.4527 | 107.0231 | 1707.6402 | 1696.7724 | 1707.6402 | 0.056921 | 0.056559 | 0.056921 | 107.0231 | 106.7466 | 107.0231 | 107 | 3.1513 | -2.8507 | 1.1054 | 1653.8277 | 1761.4527 | 107.0231
108 | 0.055341 | 1660.2192 | 3.1717 | -2.8377 | 1.1177 | 1607.5628 | 1712.8757 | 108.023 | 1660.2192 | 1649.1921 | 1660.2192 | 0.055341 | 0.054973 | 0.055341 | 108.023 | 107.7357 | 108.023 | 108 | 3.1717 | -2.8377 | 1.1177 | 1607.5628 | 1712.8757 | 108.023
109 | 0.053811 | 1614.329 | 3.1919 | -2.8248 | 1.13 | 1562.8009 | 1665.8571 | 109.0229 | 1614.329 | 1603.1539 | 1614.329 | 0.053811 | 0.053438 | 0.053811 | 109.0229 | 108.7247 | 109.0229 | 109 | 3.1919 | -2.8248 | 1.13 | 1562.8009 | 1665.8571 | 109.0229
110 | 0.05233 | 1569.9138 | 3.2121 | -2.812 | 1.1423 | 1519.4869 | 1620.3407 | 110.0229 | 1569.9138 | 1558.6015 | 1569.9138 | 0.05233 | 0.051953 | 0.05233 | 110.0229 | 109.7135 | 110.0229 | 110 | 3.2121 | -2.812 | 1.1423 | 1519.4869 | 1620.3407 | 110.0229
111 | 0.050897 | 1526.9202 | 3.2321 | -2.7992 | 1.1547 | 1477.5681 | 1576.2723 | 111.0228 | 1526.9202 | 1515.4812 | 1526.9202 | 0.050897 | 0.050516 | 0.050897 | 111.0228 | 110.7021 | 111.0228 | 111 | 3.2321 | -2.7992 | 1.1547 | 1477.5681 | 1576.2723 | 111.0228
112 | 0.04951 | 1485.2968 | 3.2521 | -2.7866 | 1.1671 | 1436.9937 | 1533.5998 | 112.0228 | 1485.2968 | 1473.7411 | 1485.2968 | 0.04951 | 0.049125 | 0.04951 | 112.0228 | 111.6907 | 112.0228 | 112 | 3.2521 | -2.7866 | 1.1671 | 1436.9937 | 1533.5998 | 112.0228
113 | 0.048166 | 1444.9943 | 3.2719 | -2.774 | 1.1795 | 1397.7152 | 1492.2734 | 113.0227 | 1444.9943 | 1433.3315 | 1444.9943 | 0.048166 | 0.047778 | 0.048166 | 113.0227 | 112.679 | 113.0227 | 113 | 3.2719 | -2.774 | 1.1795 | 1397.7152 | 1492.2734 | 113.0227
114 | 0.046866 | 1405.9654 | 3.2917 | -2.7615 | 1.192 | 1359.6858 | 1452.245 | 114.0227 | 1405.9654 | 1394.2049 | 1405.9654 | 0.046866 | 0.046473 | 0.046866 | 114.0227 | 113.6673 | 114.0227 | 114 | 3.2917 | -2.7615 | 1.192 | 1359.6858 | 1452.245 | 114.0227
115 | 0.045605 | 1368.1647 | 3.3113 | -2.7491 | 1.2045 | 1322.8608 | 1413.4686 | 115.0227 | 1368.1647 | 1356.3153 | 1368.1647 | 0.045605 | 0.045211 | 0.045605 | 115.0227 | 114.6553 | 115.0227 | 115 | 3.3113 | -2.7491 | 1.2045 | 1322.8608 | 1413.4686 | 115.0227
116 | 0.044385 | 1331.5485 | 3.3308 | -2.7367 | 1.2171 | 1287.1969 | 1375.9 | 116.0227 | 1331.5485 | 1319.6188 | 1331.5485 | 0.044385 | 0.043987 | 0.044385 | 116.0227 | 115.6433 | 116.0227 | 116 | 3.3308 | -2.7367 | 1.2171 | 1287.1969 | 1375.9 | 116.0227
117 | 0.043202 | 1296.0748 | 3.3503 | -2.7245 | 1.2297 | 1252.653 | 1339.4966 | 117.0227 | 1296.0748 | 1284.073 | 1296.0748 | 0.043202 | 0.042802 | 0.043202 | 117.0227 | 116.6311 | 117.0227 | 117 | 3.3503 | -2.7245 | 1.2297 | 1252.653 | 1339.4966 | 117.0227
118 | 0.042057 | 1261.7034 | 3.3696 | -2.7123 | 1.2423 | 1219.1893 | 1304.2176 | 118.0227 | 1261.7034 | 1249.6374 | 1261.7034 | 0.042057 | 0.041655 | 0.042057 | 118.0227 | 117.6188 | 118.0227 | 118 | 3.3696 | -2.7123 | 1.2423 | 1219.1893 | 1304.2176 | 118.0227
119 | 0.040947 | 1228.3956 | 3.3888 | -2.7002 | 1.255 | 1186.7676 | 1270.0236 | 119.0228 | 1228.3956 | 1216.2729 | 1228.3956 | 0.040947 | 0.040542 | 0.040947 | 119.0228 | 118.6063 | 119.0228 | 119 | 3.3888 | -2.7002 | 1.255 | 1186.7676 | 1270.0236 | 119.0228
120 | 0.03987 | 1196.1142 | 3.4079 | -2.6882 | 1.2678 | 1155.3513 | 1236.877 | 120.0228 | 1196.1142 | 1183.942 | 1196.1142 | 0.03987 | 0.039465 | 0.03987 | 120.0228 | 119.5937 | 120.0228 | 120 | 3.4079 | -2.6882 | 1.2678 | 1155.3513 | 1236.877 | 120.0228
121 | 0.038827 | 1164.8233 | 3.427 | -2.6762 | 1.2805 | 1124.9052 | 1204.7415 | 121.0229 | 1164.8233 | 1152.6086 | 1164.8233 | 0.038827 | 0.03842 | 0.038827 | 121.0229 | 120.5809 | 121.0229 | 121 | 3.427 | -2.6762 | 1.2805 | 1124.9052 | 1204.7415 | 121.0229
122 | 0.037816 | 1134.4887 | 3.4459 | -2.6644 | 1.2933 | 1095.3953 | 1173.582 | 122.023 | 1134.4887 | 1122.238 | 1134.4887 | 0.037816 | 0.037408 | 0.037816 | 122.023 | 121.5681 | 122.023 | 122 | 3.4459 | -2.6644 | 1.2933 | 1095.3953 | 1173.582 | 122.023
123 | 0.036836 | 1105.0771 | 3.4647 | -2.6526 | 1.3062 | 1066.7891 | 1143.3652 | 123.0231 | 1105.0771 | 1092.7969 | 1105.0771 | 0.036836 | 0.036427 | 0.036836 | 123.0231 | 122.5551 | 123.0231 | 123 | 3.4647 | -2.6526 | 1.3062 | 1066.7891 | 1143.3652 | 123.0231
124 | 0.035885 | 1076.557 | 3.4835 | -2.6409 | 1.3191 | 1039.0553 | 1114.0586 | 124.0233 | 1076.557 | 1064.2532 | 1076.557 | 0.035885 | 0.035475 | 0.035885 | 124.0233 | 123.5419 | 124.0233 | 124 | 3.4835 | -2.6409 | 1.3191 | 1039.0553 | 1114.0586 | 124.0233
125 | 0.034963 | 1048.8976 | 3.5021 | -2.6292 | 1.332 | 1012.1639 | 1085.6312 | 125.0234 | 1048.8976 | 1036.5761 | 1048.8976 | 0.034963 | 0.034553 | 0.034963 | 125.0234 | 124.5287 | 125.0234 | 125 | 3.5021 | -2.6292 | 1.332 | 1012.1639 | 1085.6312 | 125.0234
126 | 0.034069 | 1022.0695 | 3.5207 | -2.6176 | 1.345 | 986.0858 | 1058.0532 | 126.0236 | 1022.0695 | 1009.736 | 1022.0695 | 0.034069 | 0.033658 | 0.034069 | 126.0236 | 125.5153 | 126.0236 | 126 | 3.5207 | -2.6176 | 1.345 | 986.0858 | 1058.0532 | 126.0236
127 | 0.033201 | 996.0445 | 3.5391 | -2.6062 | 1.358 | 960.7933 | 1031.2958 | 127.0238 | 996.0445 | 983.7041 | 996.0445 | 0.033201 | 0.03279 | 0.033201 | 127.0238 | 126.5017 | 127.0238 | 127 | 3.5391 | -2.6062 | 1.358 | 960.7933 | 1031.2958 | 127.0238
128 | 0.03236 | 970.7954 | 3.5575 | -2.5947 | 1.371 | 936.2594 | 1005.3313 | 128.024 | 970.7954 | 958.4532 | 970.7954 | 0.03236 | 0.031948 | 0.03236 | 128.024 | 127.4881 | 128.024 | 128 | 3.5575 | -2.5947 | 1.371 | 936.2594 | 1005.3313 | 128.024
129 | 0.031543 | 946.2958 | 3.5758 | -2.5834 | 1.3841 | 912.4586 | 980.1331 | 129.0242 | 946.2958 | 933.9567 | 946.2958 | 0.031543 | 0.031132 | 0.031543 | 129.0242 | 128.4743 | 129.0242 | 129 | 3.5758 | -2.5834 | 1.3841 | 912.4586 | 980.1331 | 129.0242
130 | 0.030751 | 922.5207 | 3.5939 | -2.5721 | 1.3973 | 889.3659 | 955.6755 | 130.0244 | 922.5207 | 910.1891 | 922.5207 | 0.030751 | 0.03034 | 0.030751 | 130.0244 | 129.4604 | 130.0244 | 130 | 3.5939 | -2.5721 | 1.3973 | 889.3659 | 955.6755 | 130.0244
131 | 0.029982 | 899.4456 | 3.612 | -2.5609 | 1.4104 | 866.9574 | 931.9338 | 131.0247 | 899.4456 | 887.1261 | 899.4456 | 0.029982 | 0.029571 | 0.029982 | 131.0247 | 130.4464 | 131.0247 | 131 | 3.612 | -2.5609 | 1.4104 | 866.9574 | 931.9338 | 131.0247
132 | 0.029235 | 877.0473 | 3.63 | -2.5498 | 1.4236 | 845.2103 | 908.8843 | 132.025 | 877.0473 | 864.744 | 877.0473 | 0.029235 | 0.028825 | 0.029235 | 132.025 | 131.4322 | 132.025 | 132 | 3.63 | -2.5498 | 1.4236 | 845.2103 | 908.8843 | 132.025
133 | 0.02851 | 855.3032 | 3.6479 | -2.5387 | 1.4369 | 824.1024 | 886.504 | 133.0253 | 855.3032 | 843.0202 | 855.3032 | 0.02851 | 0.028101 | 0.02851 | 133.0253 | 132.418 | 133.0253 | 133 | 3.6479 | -2.5387 | 1.4369 | 824.1024 | 886.504 | 133.0253
134 | 0.027806 | 834.1917 | 3.6657 | -2.5278 | 1.4502 | 803.6124 | 864.771 | 134.0256 | 834.1917 | 821.9326 | 834.1917 | 0.027806 | 0.027398 | 0.027806 | 134.0256 | 133.4036 | 134.0256 | 134 | 3.6657 | -2.5278 | 1.4502 | 803.6124 | 864.771 | 134.0256
135 | 0.027123 | 813.6918 | 3.6835 | -2.5168 | 1.4635 | 783.7197 | 843.6639 | 135.026 | 813.6918 | 801.4603 | 813.6918 | 0.027123 | 0.026715 | 0.027123 | 135.026 | 134.3891 | 135.026 | 135 | 3.6835 | -2.5168 | 1.4635 | 783.7197 | 843.6639 | 135.026
136 | 0.026459 | 793.7835 | 3.7011 | -2.506 | 1.4769 | 764.4046 | 823.1623 | 136.0264 | 793.7835 | 781.583 | 793.7835 | 0.026459 | 0.026053 | 0.026459 | 136.0264 | 135.3744 | 136.0264 | 136 | 3.7011 | -2.506 | 1.4769 | 764.4046 | 823.1623 | 136.0264
137 | 0.025815 | 774.4473 | 3.7187 | -2.4952 | 1.4903 | 745.6482 | 803.2465 | 137.0268 | 774.4473 | 762.2811 | 774.4473 | 0.025815 | 0.025409 | 0.025815 | 137.0268 | 136.3597 | 137.0268 | 137 | 3.7187 | -2.4952 | 1.4903 | 745.6482 | 803.2465 | 137.0268
138 | 0.025189 | 755.6647 | 3.7361 | -2.4845 | 1.5038 | 727.432 | 783.8973 | 138.0272 | 755.6647 | 743.5358 | 755.6647 | 0.025189 | 0.024785 | 0.025189 | 138.0272 | 137.3448 | 138.0272 | 138 | 3.7361 | -2.4845 | 1.5038 | 727.432 | 783.8973 | 138.0272
139 | 0.024581 | 737.4175 | 3.7535 | -2.4738 | 1.5173 | 709.7384 | 765.0966 | 139.0277 | 737.4175 | 725.329 | 737.4175 | 0.024581 | 0.024178 | 0.024581 | 139.0277 | 138.3299 | 139.0277 | 139 | 3.7535 | -2.4738 | 1.5173 | 709.7384 | 765.0966 | 139.0277
140 | 0.02399 | 719.6885 | 3.7708 | -2.4633 | 1.5308 | 692.5504 | 746.8267 | 140.0282 | 719.6885 | 707.643 | 719.6885 | 0.02399 | 0.023588 | 0.02399 | 140.0282 | 139.3148 | 140.0282 | 140 | 3.7708 | -2.4633 | 1.5308 | 692.5504 | 746.8267 | 140.0282
141 | 0.023415 | 702.461 | 3.788 | -2.4528 | 1.5444 | 675.8515 | 729.0704 | 141.0287 | 702.461 | 690.4611 | 702.461 | 0.023415 | 0.023015 | 0.023415 | 141.0287 | 140.2996 | 141.0287 | 141 | 3.788 | -2.4528 | 1.5444 | 675.8515 | 729.0704 | 141.0287
142 | 0.022857 | 685.7187 | 3.8052 | -2.4423 | 1.558 | 659.626 | 711.8114 | 142.0292 | 685.7187 | 673.767 | 685.7187 | 0.022857 | 0.022459 | 0.022857 | 142.0292 | 141.2843 | 142.0292 | 142 | 3.8052 | -2.4423 | 1.558 | 659.626 | 711.8114 | 142.0292
143 | 0.022315 | 669.4462 | 3.8222 | -2.4319 | 1.5717 | 643.8586 | 695.0339 | 143.0298 | 669.4462 | 657.545 | 669.4462 | 0.022315 | 0.021918 | 0.022315 | 143.0298 | 142.2688 | 143.0298 | 143 | 3.8222 | -2.4319 | 1.5717 | 643.8586 | 695.0339 | 143.0298
144 | 0.021788 | 653.6286 | 3.8392 | -2.4216 | 1.5854 | 628.5346 | 678.7225 | 144.0304 | 653.6286 | 641.7801 | 653.6286 | 0.021788 | 0.021393 | 0.021788 | 144.0304 | 143.2533 | 144.0304 | 144 | 3.8392 | -2.4216 | 1.5854 | 628.5346 | 678.7225 | 144.0304
145 | 0.021275 | 638.2512 | 3.8561 | -2.4114 | 1.5991 | 613.6399 | 662.8625 | 145.031 | 638.2512 | 626.4575 | 638.2512 | 0.021275 | 0.020882 | 0.021275 | 145.031 | 144.2377 | 145.031 | 145 | 3.8561 | -2.4114 | 1.5991 | 613.6399 | 662.8625 | 145.031
146 | 0.020777 | 623.3002 | 3.8729 | -2.4012 | 1.6129 | 599.1607 | 647.4397 | 146.0317 | 623.3002 | 611.5633 | 623.3002 | 0.020777 | 0.020385 | 0.020777 | 146.0317 | 145.2219 | 146.0317 | 146 | 3.8729 | -2.4012 | 1.6129 | 599.1607 | 647.4397 | 146.0317
147 | 0.020292 | 608.7621 | 3.8896 | -2.391 | 1.6267 | 585.0839 | 632.4404 | 147.0324 | 608.7621 | 597.0838 | 608.7621 | 0.020292 | 0.019903 | 0.020292 | 147.0324 | 146.2061 | 147.0324 | 147 | 3.8896 | -2.391 | 1.6267 | 585.0839 | 632.4404 | 147.0324
148 | 0.019821 | 594.624 | 3.9062 | -2.381 | 1.6406 | 571.3967 | 617.8513 | 148.0331 | 594.624 | 583.006 | 594.624 | 0.019821 | 0.019434 | 0.019821 | 148.0331 | 147.1901 | 148.0331 | 148 | 3.9062 | -2.381 | 1.6406 | 571.3967 | 617.8513 | 148.0331
149 | 0.019362 | 580.8733 | 3.9228 | -2.371 | 1.6545 | 558.087 | 603.6597 | 149.0338 | 580.8733 | 569.3173 | 580.8733 | 0.019362 | 0.018977 | 0.019362 | 149.0338 | 148.1741 | 149.0338 | 149 | 3.9228 | -2.371 | 1.6545 | 558.087 | 603.6597 | 149.0338
150 | 0.018917 | 567.498 | 3.9393 | -2.361 | 1.6685 | 545.1428 | 589.8532 | 150.0346 | 567.498 | 556.0054 | 567.498 | 0.018917 | 0.018534 | 0.018917 | 150.0346 | 149.1579 | 150.0346 | 150 | 3.9393 | -2.361 | 1.6685 | 545.1428 | 589.8532 | 150.0346
[9 empty] | #VALUE! | #VALUE! | #VALUE! | #VALUE! | #VALUE! | #VALUE! | #VALUE! | #VALUE! | #VALUE! | 151 | #VALUE! | #VALUE! | #VALUE! | #VALUE! | #VALUE! | #VALUE!
[9 empty] | #VALUE! | #VALUE! | #VALUE! | #VALUE! | #VALUE! | #VALUE! | #VALUE! | #VALUE! | #VALUE! | 152 | #VALUE! | #VALUE! | #VALUE! | #VALUE! | #VALUE! | #VALUE!
[9 empty] | #VALUE! | #VALUE! | #VALUE! | #VALUE! | #VALUE! | #VALUE! | #VALUE! | #VALUE! | #VALUE! | 153 | #VALUE! | #VALUE! | #VALUE! | #VALUE! | #VALUE! | #VALUE!
[9 empty] | #VALUE! | #VALUE! | #VALUE! | #VALUE! | #VALUE! | #VALUE! | #VALUE! | #VALUE! | #VALUE! | 154 | #VALUE! | #VALUE! | #VALUE! | #VALUE! | #VALUE! | #VALUE!
[9 empty] | #VALUE! | #VALUE! | #VALUE! | #VALUE! | #VALUE! | #VALUE! | #VALUE! | #VALUE! | #VALUE! | 155 | #VALUE! | #VALUE! | #VALUE! | #VALUE! | #VALUE! | #VALUE!
[9 empty] | #VALUE! | #VALUE! | #VALUE! | #VALUE! | #VALUE! | #VALUE! | #VALUE! | #VALUE! | #VALUE! | 156 | #VALUE! | #VALUE! | #VALUE! | #VALUE! | #VALUE! | #VALUE!
[9 empty] | #VALUE! | #VALUE! | #VALUE! | #VALUE! | #VALUE! | #VALUE! | #VALUE! | #VALUE! | #VALUE! | 157 | #VALUE! | #VALUE! | #VALUE! | #VALUE! | #VALUE! | #VALUE!
[9 empty] | #VALUE! | #VALUE! | #VALUE! | #VALUE! | #VALUE! | #VALUE! | #VALUE! | #VALUE! | #VALUE! | 158 | #VALUE! | #VALUE! | #VALUE! | #VALUE! | #VALUE! | #VALUE!
[9 empty] | #VALUE! | #VALUE! | #VALUE! | #VALUE! | #VALUE! | #VALUE! | #VALUE! | #VALUE! | #VALUE! | 159 | #VALUE! | #VALUE! | #VALUE! | #VALUE! | #VALUE! | #VALUE!
[9 empty] | #VALUE! | #VALUE! | #VALUE! | #VALUE! | #VALUE! | #VALUE! | #VALUE! | #VALUE! | #VALUE! | 160 | #VALUE! | #VALUE! | #VALUE! | #VALUE! | #VALUE! | #VALUE!
[9 empty] | #VALUE! | #VALUE! | #VALUE! | #VALUE! | #VALUE! | #VALUE! | #VALUE! | #VALUE! | #VALUE! | 161 | #VALUE! | #VALUE! | #VALUE! | #VALUE! | #VALUE! | #VALUE!
[9 empty] | #VALUE! | #VALUE! | #VALUE! | #VALUE! | #VALUE! | #VALUE! | #VALUE! | #VALUE! | #VALUE! | 162 | #VALUE! | #VALUE! | #VALUE! | #VALUE! | #VALUE! | #VALUE!
[9 empty] | #VALUE! | #VALUE! | #VALUE! | #VALUE! | #VALUE! | #VALUE! | #VALUE! | #VALUE! | #VALUE! | 163 | #VALUE! | #VALUE! | #VALUE! | #VALUE! | #VALUE! | #VALUE!
[9 empty] | #VALUE! | #VALUE! | #VALUE! | #VALUE! | #VALUE! | #VALUE! | #VALUE! | #VALUE! | #VALUE! | 164 | #VALUE! | #VALUE! | #VALUE! | #VALUE! | #VALUE! | #VALUE!
[9 empty] | #VALUE! | #VALUE! | #VALUE! | #VALUE! | #VALUE! | #VALUE! | #VALUE! | #VALUE! | #VALUE! | 165 | #VALUE! | #VALUE! | #VALUE! | #VALUE! | #VALUE! | #VALUE!
[9 empty] | #VALUE! | #VALUE! | #VALUE! | #VALUE! | #VALUE! | #VALUE! | #VALUE! | #VALUE! | #VALUE! | 166 | #VALUE! | #VALUE! | #VALUE! | #VALUE! | #VALUE! | #VALUE!
[9 empty] | #VALUE! | #VALUE! | #VALUE! | #VALUE! | #VALUE! | #VALUE! | #VALUE! | #VALUE! | #VALUE! | 167 | #VALUE! | #VALUE! | #VALUE! | #VALUE! | #VALUE! | #VALUE!
[9 empty] | #VALUE! | #VALUE! | #VALUE! | #VALUE! | #VALUE! | #VALUE! | #VALUE! | #VALUE! | #VALUE! | 168 | #VALUE! | #VALUE! | #VALUE! | #VALUE! | #VALUE! | #VALUE!
[9 empty] | #VALUE! | #VALUE! | #VALUE! | #VALUE! | #VALUE! | #VALUE! | #VALUE! | #VALUE! | #VALUE! | 169 | #VALUE! | #VALUE! | #VALUE! | #VALUE! | #VALUE! | #VALUE!
[9 empty] | #VALUE! | #VALUE! | #VALUE! | #VALUE! | #VALUE! | #VALUE! | #VALUE! | #VALUE! | #VALUE! | 170 | #VALUE! | #VALUE! | #VALUE! | #VALUE! | #VALUE! | #VALUE!
[9 empty] | #VALUE! | #VALUE! | #VALUE! | #VALUE! | #VALUE! | #VALUE! | #VALUE! | #VALUE! | #VALUE! | 171 | #VALUE! | #VALUE! | #VALUE! | #VALUE! | #VALUE! | #VALUE!
[9 empty] | #VALUE! | #VALUE! | #VALUE! | #VALUE! | #VALUE! | #VALUE! | #VALUE! | #VALUE! | #VALUE! | 172 | #VALUE! | #VALUE! | #VALUE! | #VALUE! | #VALUE! | #VALUE!
[9 empty] | #VALUE! | #VALUE! | #VALUE! | #VALUE! | #VALUE! | #VALUE! | #VALUE! | #VALUE! | #VALUE! | 173 | #VALUE! | #VALUE! | #VALUE! | #VALUE! | #VALUE! | #VALUE!
[9 empty] | #VALUE! | #VALUE! | #VALUE! | #VALUE! | #VALUE! | #VALUE! | #VALUE! | #VALUE! | #VALUE! | 174 | #VALUE! | #VALUE! | #VALUE! | #VALUE! | #VALUE! | #VALUE!
[9 empty] | #VALUE! | #VALUE! | #VALUE! | #VALUE! | #VALUE! | #VALUE! | #VALUE! | #VALUE! | #VALUE! | 175 | #VALUE! | #VALUE! | #VALUE! | #VALUE! | #VALUE! | #VALUE!
[9 empty] | #VALUE! | #VALUE! | #VALUE! | #VALUE! | #VALUE! | #VALUE! | #VALUE! | #VALUE! | #VALUE! | 176 | #VALUE! | #VALUE! | #VALUE! | #VALUE! | #VALUE! | #VALUE!
[9 empty] | #VALUE! | #VALUE! | #VALUE! | #VALUE! | #VALUE! | #VALUE! | #VALUE! | #VALUE! | #VALUE! | 177 | #VALUE! | #VALUE! | #VALUE! | #VALUE! | #VALUE! | #VALUE!
[9 empty] | #VALUE! | #VALUE! | #VALUE! | #VALUE! | #VALUE! | #VALUE! | #VALUE! | #VALUE! | #VALUE! | 178 | #VALUE! | #VALUE! | #VALUE! | #VALUE! | #VALUE! | #VALUE!
[9 empty] | #VALUE! | #VALUE! | #VALUE! | #VALUE! | #VALUE! | #VALUE! | #VALUE! | #VALUE! | #VALUE! | 179 | #VALUE! | #VALUE! | #VALUE! | #VALUE! | #VALUE! | #VALUE!
[9 empty] | #VALUE! | #VALUE! | #VALUE! | #VALUE! | #VALUE! | #VALUE! | #VALUE! | #VALUE! | #VALUE! | 180 | #VALUE! | #VALUE! | #VALUE! | #VALUE! | #VALUE! | #VALUE!
[9 empty] | #VALUE! | #VALUE! | #VALUE! | #VALUE! | #VALUE! | #VALUE! | #VALUE! | #VALUE! | #VALUE! | 181 | #VALUE! | #VALUE! | #VALUE! | #VALUE! | #VALUE! | #VALUE!
[9 empty] | #VALUE! | #VALUE! | #VALUE! | #VALUE! | #VALUE! | #VALUE! | #VALUE! | #VALUE! | #VALUE! | 182 | #VALUE! | #VALUE! | #VALUE! | #VALUE! | #VALUE! | #VALUE!
[9 empty] | #VALUE! | #VALUE! | #VALUE! | #VALUE! | #VALUE! | #VALUE! | #VALUE! | #VALUE! | #VALUE! | 183 | #VALUE! | #VALUE! | #VALUE! | #VALUE! | #VALUE! | #VALUE!
[9 empty] | #VALUE! | #VALUE! | #VALUE! | #VALUE! | #VALUE! | #VALUE! | #VALUE! | #VALUE! | #VALUE! | 184 | #VALUE! | #VALUE! | #VALUE! | #VALUE! | #VALUE! | #VALUE!
[9 empty] | #VALUE! | #VALUE! | #VALUE! | #VALUE! | #VALUE! | #VALUE! | #VALUE! | #VALUE! | #VALUE! | 185 | #VALUE! | #VALUE! | #VALUE! | #VALUE! | #VALUE! | #VALUE!
[9 empty] | #VALUE! | #VALUE! | #VALUE! | #VALUE! | #VALUE! | #VALUE! | #VALUE! | #VALUE! | #VALUE! | 186 | #VALUE! | #VALUE! | #VALUE! | #VALUE! | #VALUE! | #VALUE!
[9 empty] | #VALUE! | #VALUE! | #VALUE! | #VALUE! | #VALUE! | #VALUE! | #VALUE! | #VALUE! | #VALUE! | 187 | #VALUE! | #VALUE! | #VALUE! | #VALUE! | #VALUE! | #VALUE!
[9 empty] | #VALUE! | #VALUE! | #VALUE! | #VALUE! | #VALUE! | #VALUE! | #VALUE! | #VALUE! | #VALUE! | 188 | #VALUE! | #VALUE! | #VALUE! | #VALUE! | #VALUE! | #VALUE!
[9 empty] | #VALUE! | #VALUE! | #VALUE! | #VALUE! | #VALUE! | #VALUE! | #VALUE! | #VALUE! | #VALUE! | 189 | #VALUE! | #VALUE! | #VALUE! | #VALUE! | #VALUE! | #VALUE!
[9 empty] | #VALUE! | #VALUE! | #VALUE! | #VALUE! | #VALUE! | #VALUE! | #VALUE! | #VALUE! | #VALUE! | 190 | #VALUE! | #VALUE! | #VALUE! | #VALUE! | #VALUE! | #VALUE!
[9 empty] | #VALUE! | #VALUE! | #VALUE! | #VALUE! | #VALUE! | #VALUE! | #VALUE! | #VALUE! | #VALUE! | 191 | #VALUE! | #VALUE! | #VALUE! | #VALUE! | #VALUE! | #VALUE!
[9 empty] | #VALUE! | #VALUE! | #VALUE! | #VALUE! | #VALUE! | #VALUE! | #VALUE! | #VALUE! | #VALUE! | 192 | #VALUE! | #VALUE! | #VALUE! | #VALUE! | #VALUE! | #VALUE!
[9 empty] | #VALUE! | #VALUE! | #VALUE! | #VALUE! | #VALUE! | #VALUE! | #VALUE! | #VALUE! | #VALUE! | 193 | #VALUE! | #VALUE! | #VALUE! | #VALUE! | #VALUE! | #VALUE!
[9 empty] | #VALUE! | #VALUE! | #VALUE! | #VALUE! | #VALUE! | #VALUE! | #VALUE! | #VALUE! | #VALUE! | 194 | #VALUE! | #VALUE! | #VALUE! | #VALUE! | #VALUE! | #VALUE!
[9 empty] | #VALUE! | #VALUE! | #VALUE! | #VALUE! | #VALUE! | #VALUE! | #VALUE! | #VALUE! | #VALUE! | 195 | #VALUE! | #VALUE! | #VALUE! | #VALUE! | #VALUE! | #VALUE!
[9 empty] | #VALUE! | #VALUE! | #VALUE! | #VALUE! | #VALUE! | #VALUE! | #VALUE! | #VALUE! | #VALUE! | 196 | #VALUE! | #VALUE! | #VALUE! | #VALUE! | #VALUE! | #VALUE!
[9 empty] | #VALUE! | #VALUE! | #VALUE! | #VALUE! | #VALUE! | #VALUE! | #VALUE! | #VALUE! | #VALUE! | 197 | #VALUE! | #VALUE! | #VALUE! | #VALUE! | #VALUE! | #VALUE!
[9 empty] | #VALUE! | #VALUE! | #VALUE! | #VALUE! | #VALUE! | #VALUE! | #VALUE! | #VALUE! | #VALUE! | 198 | #VALUE! | #VALUE! | #VALUE! | #VALUE! | #VALUE! | #VALUE!
[9 empty] | #VALUE! | #VALUE! | #VALUE! | #VALUE! | #VALUE! | #VALUE! | #VALUE! | #VALUE! | #VALUE! | 199 | #VALUE! | #VALUE! | #VALUE! | #VALUE! | #VALUE! | #VALUE!
[9 empty] | #VALUE! | #VALUE! | #VALUE! | #VALUE! | #VALUE! | #VALUE! | #VALUE! | #VALUE! | #VALUE! | 200 | #VALUE! | #VALUE! | #VALUE! | #VALUE! | #VALUE! | #VALUE!
[9 empty] | #VALUE! | #VALUE! | #VALUE! | #VALUE! | #VALUE! | #VALUE! | #VALUE! | #VALUE! | #VALUE! | 201 | #VALUE! | #VALUE! | #VALUE! | #VALUE! | #VALUE! | #VALUE!
[9 empty] | #VALUE! | #VALUE! | #VALUE! | #VALUE! | #VALUE! | #VALUE! | #VALUE! | #VALUE! | #VALUE! | 202 | #VALUE! | #VALUE! | #VALUE! | #VALUE! | #VALUE! | #VALUE!
[9 empty] | #VALUE! | #VALUE! | #VALUE! | #VALUE! | #VALUE! | #VALUE! | #VALUE! | #VALUE! | #VALUE! | 203 | #VALUE! | #VALUE! | #VALUE! | #VALUE! | #VALUE! | #VALUE!
[9 empty] | #VALUE! | #VALUE! | #VALUE! | #VALUE! | #VALUE! | #VALUE! | #VALUE! | #VALUE! | #VALUE! | 204 | #VALUE! | #VALUE! | #VALUE! | #VALUE! | #VALUE! | #VALUE!
[9 empty] | #VALUE! | #VALUE! | #VALUE! | #VALUE! | #VALUE! | #VALUE! | #VALUE! | #VALUE! | #VALUE! | 205 | #VALUE! | #VALUE! | #VALUE! | #VALUE! | #VALUE! | #VALUE!
[9 empty] | #VALUE! | #VALUE! | #VALUE! | #VALUE! | #VALUE! | #VALUE! | #VALUE! | #VALUE! | #VALUE! | 206 | #VALUE! | #VALUE! | #VALUE! | #VALUE! | #VALUE! | #VALUE!
[9 empty] | #VALUE! | #VALUE! | #VALUE! | #VALUE! | #VALUE! | #VALUE! | #VALUE! | #VALUE! | #VALUE! | 207 | #VALUE! | #VALUE! | #VALUE! | #VALUE! | #VALUE! | #VALUE!
[9 empty] | #VALUE! | #VALUE! | #VALUE! | #VALUE! | #VALUE! | #VALUE! | #VALUE! | #VALUE! | #VALUE! | 208 | #VALUE! | #VALUE! | #VALUE! | #VALUE! | #VALUE! | #VALUE!
[9 empty] | #VALUE! | #VALUE! | #VALUE! | #VALUE! | #VALUE! | #VALUE! | #VALUE! | #VALUE! | #VALUE! | 209 | #VALUE! | #VALUE! | #VALUE! | #VALUE! | #VALUE! | #VALUE!
[9 empty] | #VALUE! | #VALUE! | #VALUE! | #VALUE! | #VALUE! | #VALUE! | #VALUE! | #VALUE! | #VALUE! | 210 | #VALUE! | #VALUE! | #VALUE! | #VALUE! | #VALUE! | #VALUE!
[9 empty] | #VALUE! | #VALUE! | #VALUE! | #VALUE! | #VALUE! | #VALUE! | #VALUE! | #VALUE! | #VALUE! | 211 | #VALUE! | #VALUE! | #VALUE! | #VALUE! | #VALUE! | #VALUE!
[9 empty] | #VALUE! | #VALUE! | #VALUE! | #VALUE! | #VALUE! | #VALUE! | #VALUE! | #VALUE! | #VALUE! | 212 | #VALUE! | #VALUE! | #VALUE! | #VALUE! | #VALUE! | #VALUE!
[9 empty] | #VALUE! | #VALUE! | #VALUE! | #VALUE! | #VALUE! | #VALUE! | #VALUE! | #VALUE! | #VALUE! | 213 | #VALUE! | #VALUE! | #VALUE! | #VALUE! | #VALUE! | #VALUE!
[9 empty] | #VALUE! | #VALUE! | #VALUE! | #VALUE! | #VALUE! | #VALUE! | #VALUE! | #VALUE! | #VALUE! | 214 | #VALUE! | #VALUE! | #VALUE! | #VALUE! | #VALUE! | #VALUE!
[9 empty] | #VALUE! | #VALUE! | #VALUE! | #VALUE! | #VALUE! | #VALUE! | #VALUE! | #VALUE! | #VALUE! | 215 | #VALUE! | #VALUE! | #VALUE! | #VALUE! | #VALUE! | #VALUE!
[9 empty] | #VALUE! | #VALUE! | #VALUE! | #VALUE! | #VALUE! | #VALUE! | #VALUE! | #VALUE! | #VALUE! | 216 | #VALUE! | #VALUE! | #VALUE! | #VALUE! | #VALUE! | #VALUE!
[9 empty] | #VALUE! | #VALUE! | #VALUE! | #VALUE! | #VALUE! | #VALUE! | #VALUE! | #VALUE! | #VALUE! | 217 | #VALUE! | #VALUE! | #VALUE! | #VALUE! | #VALUE! | #VALUE!
[9 empty] | #VALUE! | #VALUE! | #VALUE! | #VALUE! | #VALUE! | #VALUE! | #VALUE! | #VALUE! | #VALUE! | 218 | #VALUE! | #VALUE! | #VALUE! | #VALUE! | #VALUE! | #VALUE!
[9 empty] | #VALUE! | #VALUE! | #VALUE! | #VALUE! | #VALUE! | #VALUE! | #VALUE! | #VALUE! | #VALUE! | 219 | #VALUE! | #VALUE! | #VALUE! | #VALUE! | #VALUE! | #VALUE!
[9 empty] | #VALUE! | #VALUE! | #VALUE! | #VALUE! | #VALUE! | #VALUE! | #VALUE! | #VALUE! | #VALUE! | 220 | #VALUE! | #VALUE! | #VALUE! | #VALUE! | #VALUE! | #VALUE!
[9 empty] | #VALUE! | #VALUE! | #VALUE! | #VALUE! | #VALUE! | #VALUE! | #VALUE! | #VALUE! | #VALUE! | 221 | #VALUE! | #VALUE! | #VALUE! | #VALUE! | #VALUE! | #VALUE!
[9 empty] | #VALUE! | #VALUE! | #VALUE! | #VALUE! | #VALUE! | #VALUE! | #VALUE! | #VALUE! | #VALUE! | 222 | #VALUE! | #VALUE! | #VALUE! | #VALUE! | #VALUE! | #VALUE!
[9 empty] | #VALUE! | #VALUE! | #VALUE! | #VALUE! | #VALUE! | #VALUE! | #VALUE! | #VALUE! | #VALUE! | 223 | #VALUE! | #VALUE! | #VALUE! | #VALUE! | #VALUE! | #VALUE!
[9 empty] | #VALUE! | #VALUE! | #VALUE! | #VALUE! | #VALUE! | #VALUE! | #VALUE! | #VALUE! | #VALUE! | 224 | #VALUE! | #VALUE! | #VALUE! | #VALUE! | #VALUE! | #VALUE!
[9 empty] | #VALUE! | #VALUE! | #VALUE! | #VALUE! | #VALUE! | #VALUE! | #VALUE! | #VALUE! | #VALUE! | 225 | #VALUE! | #VALUE! | #VALUE! | #VALUE! | #VALUE! | #VALUE!
[9 empty] | #VALUE! | #VALUE! | #VALUE! | #VALUE! | #VALUE! | #VALUE! | #VALUE! | #VALUE! | #VALUE! | 226 | #VALUE! | #VALUE! | #VALUE! | #VALUE! | #VALUE! | #VALUE!
[9 empty] | #VALUE! | #VALUE! | #VALUE! | #VALUE! | #VALUE! | #VALUE! | #VALUE! | #VALUE! | #VALUE! | 227 | #VALUE! | #VALUE! | #VALUE! | #VALUE! | #VALUE! | #VALUE!
[9 empty] | #VALUE! | #VALUE! | #VALUE! | #VALUE! | #VALUE! | #VALUE! | #VALUE! | #VALUE! | #VALUE! | 228 | #VALUE! | #VALUE! | #VALUE! | #VALUE! | #VALUE! | #VALUE!
[9 empty] | #VALUE! | #VALUE! | #VALUE! | #VALUE! | #VALUE! | #VALUE! | #VALUE! | #VALUE! | #VALUE! | 229 | #VALUE! | #VALUE! | #VALUE! | #VALUE! | #VALUE! | #VALUE!
[9 empty] | #VALUE! | #VALUE! | #VALUE! | #VALUE! | #VALUE! | #VALUE! | #VALUE! | #VALUE! | #VALUE! | 230 | #VALUE! | #VALUE! | #VALUE! | #VALUE! | #VALUE! | #VALUE!
[9 empty] | #VALUE! | #VALUE! | #VALUE! | #VALUE! | #VALUE! | #VALUE! | #VALUE! | #VALUE! | #VALUE! | 231 | #VALUE! | #VALUE! | #VALUE! | #VALUE! | #VALUE! | #VALUE!
[9 empty] | #VALUE! | #VALUE! | #VALUE! | #VALUE! | #VALUE! | #VALUE! | #VALUE! | #VALUE! | #VALUE! | 232 | #VALUE! | #VALUE! | #VALUE! | #VALUE! | #VALUE! | #VALUE!
[9 empty] | #VALUE! | #VALUE! | #VALUE! | #VALUE! | #VALUE! | #VALUE! | #VALUE! | #VALUE! | #VALUE! | 233 | #VALUE! | #VALUE! | #VALUE! | #VALUE! | #VALUE! | #VALUE!
[9 empty] | #VALUE! | #VALUE! | #VALUE! | #VALUE! | #VALUE! | #VALUE! | #VALUE! | #VALUE! | #VALUE! | 234 | #VALUE! | #VALUE! | #VALUE! | #VALUE! | #VALUE! | #VALUE!
[9 empty] | #VALUE! | #VALUE! | #VALUE! | #VALUE! | #VALUE! | #VALUE! | #VALUE! | #VALUE! | #VALUE! | 235 | #VALUE! | #VALUE! | #VALUE! | #VALUE! | #VALUE! | #VALUE!
[9 empty] | #VALUE! | #VALUE! | #VALUE! | #VALUE! | #VALUE! | #VALUE! | #VALUE! | #VALUE! | #VALUE! | 236 | #VALUE! | #VALUE! | #VALUE! | #VALUE! | #VALUE! | #VALUE!
[9 empty] | #VALUE! | #VALUE! | #VALUE! | #VALUE! | #VALUE! | #VALUE! | #VALUE! | #VALUE! | #VALUE! | 237 | #VALUE! | #VALUE! | #VALUE! | #VALUE! | #VALUE! | #VALUE!
[9 empty] | #VALUE! | #VALUE! | #VALUE! | #VALUE! | #VALUE! | #VALUE! | #VALUE! | #VALUE! | #VALUE! | 238 | #VALUE! | #VALUE! | #VALUE! | #VALUE! | #VALUE! | #VALUE!
[9 empty] | #VALUE! | #VALUE! | #VALUE! | #VALUE! | #VALUE! | #VALUE! | #VALUE! | #VALUE! | #VALUE! | 239 | #VALUE! | #VALUE! | #VALUE! | #VALUE! | #VALUE! | #VALUE!
[9 empty] | #VALUE! | #VALUE! | #VALUE! | #VALUE! | #VALUE! | #VALUE! | #VALUE! | #VALUE! | #VALUE! | 240 | #VALUE! | #VALUE! | #VALUE! | #VALUE! | #VALUE! | #VALUE!
[9 empty] | #VALUE! | #VALUE! | #VALUE! | #VALUE! | #VALUE! | #VALUE! | #VALUE! | #VALUE! | #VALUE! | 241 | #VALUE! | #VALUE! | #VALUE! | #VALUE! | #VALUE! | #VALUE!
[9 empty] | #VALUE! | #VALUE! | #VALUE! | #VALUE! | #VALUE! | #VALUE! | #VALUE! | #VALUE! | #VALUE! | 242 | #VALUE! | #VALUE! | #VALUE! | #VALUE! | #VALUE! | #VALUE!
[9 empty] | #VALUE! | #VALUE! | #VALUE! | #VALUE! | #VALUE! | #VALUE! | #VALUE! | #VALUE! | #VALUE! | 243 | #VALUE! | #VALUE! | #VALUE! | #VALUE! | #VALUE! | #VALUE!
[9 empty] | #VALUE! | #VALUE! | #VALUE! | #VALUE! | #VALUE! | #VALUE! | #VALUE! | #VALUE! | #VALUE! | 244 | #VALUE! | #VALUE! | #VALUE! | #VALUE! | #VALUE! | #VALUE!
[9 empty] | #VALUE! | #VALUE! | #VALUE! | #VALUE! | #VALUE! | #VALUE! | #VALUE! | #VALUE! | #VALUE! | 245 | #VALUE! | #VALUE! | #VALUE! | #VALUE! | #VALUE! | #VALUE!
[9 empty] | #VALUE! | #VALUE! | #VALUE! | #VALUE! | #VALUE! | #VALUE! | #VALUE! | #VALUE! | #VALUE! | 246 | #VALUE! | #VALUE! | #VALUE! | #VALUE! | #VALUE! | #VALUE!
[9 empty] | #VALUE! | #VALUE! | #VALUE! | #VALUE! | #VALUE! | #VALUE! | #VALUE! | #VALUE! | #VALUE! | 247 | #VALUE! | #VALUE! | #VALUE! | #VALUE! | #VALUE! | #VALUE!
[9 empty] | #VALUE! | #VALUE! | #VALUE! | #VALUE! | #VALUE! | #VALUE! | #VALUE! | #VALUE! | #VALUE! | 248 | #VALUE! | #VALUE! | #VALUE! | #VALUE! | #VALUE! | #VALUE!
[9 empty] | #VALUE! | #VALUE! | #VALUE! | #VALUE! | #VALUE! | #VALUE! | #VALUE! | #VALUE! | #VALUE! | 249 | #VALUE! | #VALUE! | #VALUE! | #VALUE! | #VALUE! | #VALUE!
[9 empty] | #VALUE! | #VALUE! | #VALUE! | #VALUE! | #VALUE! | #VALUE! | #VALUE! | #VALUE! | #VALUE! | 250 | #VALUE! | #VALUE! | #VALUE! | #VALUE! | #VALUE! | #VALUE!
[9 empty] | #VALUE! | #VALUE! | #VALUE! | #VALUE! | #VALUE! | #VALUE! | #VALUE! | #VALUE! | #VALUE! | 251 | #VALUE! | #VALUE! | #VALUE! | #VALUE! | #VALUE! | #VALUE!
[9 empty] | #VALUE! | #VALUE! | #VALUE! | #VALUE! | #VALUE! | #VALUE! | #VALUE! | #VALUE! | #VALUE! | 252 | #VALUE! | #VALUE! | #VALUE! | #VALUE! | #VALUE! | #VALUE!
[9 empty] | #VALUE! | #VALUE! | #VALUE! | #VALUE! | #VALUE! | #VALUE! | #VALUE! | #VALUE! | #VALUE! | 253 | #VALUE! | #VALUE! | #VALUE! | #VALUE! | #VALUE! | #VALUE!
[9 empty] | #VALUE! | #VALUE! | #VALUE! | #VALUE! | #VALUE! | #VALUE! | #VALUE! | #VALUE! | #VALUE! | 254 | #VALUE! | #VALUE! | #VALUE! | #VALUE! | #VALUE! | #VALUE!
[9 empty] | #VALUE! | #VALUE! | #VALUE! | #VALUE! | #VALUE! | #VALUE! | #VALUE! | #VALUE! | #VALUE! | 255 | #VALUE! | #VALUE! | #VALUE! | #VALUE! | #VALUE! | #VALUE!
[9 empty] | #VALUE! | #VALUE! | #VALUE! | #VALUE! | #VALUE! | #VALUE! | #VALUE! | #VALUE! | #VALUE! | 256 | #VALUE! | #VALUE! | #VALUE! | #VALUE! | #VALUE! | #VALUE!
[9 empty] | #VALUE! | #VALUE! | #VALUE! | #VALUE! | #VALUE! | #VALUE! | #VALUE! | #VALUE! | #VALUE! | 257 | #VALUE! | #VALUE! | #VALUE! | #VALUE! | #VALUE! | #VALUE!
[9 empty] | #VALUE! | #VALUE! | #VALUE! | #VALUE! | #VALUE! | #VALUE! | #VALUE! | #VALUE! | #VALUE! | 258 | #VALUE! | #VALUE! | #VALUE! | #VALUE! | #VALUE! | #VALUE!
[9 empty] | #VALUE! | #VALUE! | #VALUE! | #VALUE! | #VALUE! | #VALUE! | #VALUE! | #VALUE! | #VALUE! | 259 | #VALUE! | #VALUE! | #VALUE! | #VALUE! | #VALUE! | #VALUE!
[9 empty] | #VALUE! | #VALUE! | #VALUE! | #VALUE! | #VALUE! | #VALUE! | #VALUE! | #VALUE! | #VALUE! | 260 | #VALUE! | #VALUE! | #VALUE! | #VALUE! | #VALUE! | #VALUE!
[9 empty] | #VALUE! | #VALUE! | #VALUE! | #VALUE! | #VALUE! | #VALUE! | #VALUE! | #VALUE! | #VALUE! | 261 | #VALUE! | #VALUE! | #VALUE! | #VALUE! | #VALUE! | #VALUE!
[9 empty] | #VALUE! | #VALUE! | #VALUE! | #VALUE! | #VALUE! | #VALUE! | #VALUE! | #VALUE! | #VALUE! | 262 | #VALUE! | #VALUE! | #VALUE! | #VALUE! | #VALUE! | #VALUE!
[9 empty] | #VALUE! | #VALUE! | #VALUE! | #VALUE! | #VALUE! | #VALUE! | #VALUE! | #VALUE! | #VALUE! | 263 | #VALUE! | #VALUE! | #VALUE! | #VALUE! | #VALUE! | #VALUE!
[9 empty] | #VALUE! | #VALUE! | #VALUE! | #VALUE! | #VALUE! | #VALUE! | #VALUE! | #VALUE! | #VALUE! | 264 | #VALUE! | #VALUE! | #VALUE! | #VALUE! | #VALUE! | #VALUE!
[9 empty] | #VALUE! | #VALUE! | #VALUE! | #VALUE! | #VALUE! | #VALUE! | #VALUE! | #VALUE! | #VALUE! | 265 | #VALUE! | #VALUE! | #VALUE! | #VALUE! | #VALUE! | #VALUE!
[9 empty] | #VALUE! | #VALUE! | #VALUE! | #VALUE! | #VALUE! | #VALUE! | #VALUE! | #VALUE! | #VALUE! | 266 | #VALUE! | #VALUE! | #VALUE! | #VALUE! | #VALUE! | #VALUE!
[9 empty] | #VALUE! | #VALUE! | #VALUE! | #VALUE! | #VALUE! | #VALUE! | #VALUE! | #VALUE! | #VALUE! | 267 | #VALUE! | #VALUE! | #VALUE! | #VALUE! | #VALUE! | #VALUE!
[9 empty] | #VALUE! | #VALUE! | #VALUE! | #VALUE! | #VALUE! | #VALUE! | #VALUE! | #VALUE! | #VALUE! | 268 | #VALUE! | #VALUE! | #VALUE! | #VALUE! | #VALUE! | #VALUE!
[9 empty] | #VALUE! | #VALUE! | #VALUE! | #VALUE! | #VALUE! | #VALUE! | #VALUE! | #VALUE! | #VALUE! | 269 | #VALUE! | #VALUE! | #VALUE! | #VALUE! | #VALUE! | #VALUE!
[9 empty] | #VALUE! | #VALUE! | #VALUE! | #VALUE! | #VALUE! | #VALUE! | #VALUE! | #VALUE! | #VALUE! | 270 | #VALUE! | #VALUE! | #VALUE! | #VALUE! | #VALUE! | #VALUE!
[9 empty] | #VALUE! | #VALUE! | #VALUE! | #VALUE! | #VALUE! | #VALUE! | #VALUE! | #VALUE! | #VALUE! | 271 | #VALUE! | #VALUE! | #VALUE! | #VALUE! | #VALUE! | #VALUE!
[9 empty] | #VALUE! | #VALUE! | #VALUE! | #VALUE! | #VALUE! | #VALUE! | #VALUE! | #VALUE! | #VALUE! | 272 | #VALUE! | #VALUE! | #VALUE! | #VALUE! | #VALUE! | #VALUE!
[9 empty] | #VALUE! | #VALUE! | #VALUE! | #VALUE! | #VALUE! | #VALUE! | #VALUE! | #VALUE! | #VALUE! | 273 | #VALUE! | #VALUE! | #VALUE! | #VALUE! | #VALUE! | #VALUE!
[9 empty] | #VALUE! | #VALUE! | #VALUE! | #VALUE! | #VALUE! | #VALUE! | #VALUE! | #VALUE! | #VALUE! | 274 | #VALUE! | #VALUE! | #VALUE! | #VALUE! | #VALUE! | #VALUE!
[9 empty] | #VALUE! | #VALUE! | #VALUE! | #VALUE! | #VALUE! | #VALUE! | #VALUE! | #VALUE! | #VALUE! | 275 | #VALUE! | #VALUE! | #VALUE! | #VALUE! | #VALUE! | #VALUE!
[9 empty] | #VALUE! | #VALUE! | #VALUE! | #VALUE! | #VALUE! | #VALUE! | #VALUE! | #VALUE! | #VALUE! | 276 | #VALUE! | #VALUE! | #VALUE! | #VALUE! | #VALUE! | #VALUE!
[9 empty] | #VALUE! | #VALUE! | #VALUE! | #VALUE! | #VALUE! | #VALUE! | #VALUE! | #VALUE! | #VALUE! | 277 | #VALUE! | #VALUE! | #VALUE! | #VALUE! | #VALUE! | #VALUE!
[9 empty] | #VALUE! | #VALUE! | #VALUE! | #VALUE! | #VALUE! | #VALUE! | #VALUE! | #VALUE! | #VALUE! | 278 | #VALUE! | #VALUE! | #VALUE! | #VALUE! | #VALUE! | #VALUE!
[9 empty] | #VALUE! | #VALUE! | #VALUE! | #VALUE! | #VALUE! | #VALUE! | #VALUE! | #VALUE! | #VALUE! | 279 | #VALUE! | #VALUE! | #VALUE! | #VALUE! | #VALUE! | #VALUE!
[9 empty] | #VALUE! | #VALUE! | #VALUE! | #VALUE! | #VALUE! | #VALUE! | #VALUE! | #VALUE! | #VALUE! | 280 | #VALUE! | #VALUE! | #VALUE! | #VALUE! | #VALUE! | #VALUE!
[9 empty] | #VALUE! | #VALUE! | #VALUE! | #VALUE! | #VALUE! | #VALUE! | #VALUE! | #VALUE! | #VALUE! | 281 | #VALUE! | #VALUE! | #VALUE! | #VALUE! | #VALUE! | #VALUE!
[9 empty] | #VALUE! | #VALUE! | #VALUE! | #VALUE! | #VALUE! | #VALUE! | #VALUE! | #VALUE! | #VALUE! | 282 | #VALUE! | #VALUE! | #VALUE! | #VALUE! | #VALUE! | #VALUE!
[9 empty] | #VALUE! | #VALUE! | #VALUE! | #VALUE! | #VALUE! | #VALUE! | #VALUE! | #VALUE! | #VALUE! | 283 | #VALUE! | #VALUE! | #VALUE! | #VALUE! | #VALUE! | #VALUE!
[9 empty] | #VALUE! | #VALUE! | #VALUE! | #VALUE! | #VALUE! | #VALUE! | #VALUE! | #VALUE! | #VALUE! | 284 | #VALUE! | #VALUE! | #VALUE! | #VALUE! | #VALUE! | #VALUE!
[9 empty] | #VALUE! | #VALUE! | #VALUE! | #VALUE! | #VALUE! | #VALUE! | #VALUE! | #VALUE! | #VALUE! | 285 | #VALUE! | #VALUE! | #VALUE! | #VALUE! | #VALUE! | #VALUE!
[9 empty] | #VALUE! | #VALUE! | #VALUE! | #VALUE! | #VALUE! | #VALUE! | #VALUE! | #VALUE! | #VALUE! | 286 | #VALUE! | #VALUE! | #VALUE! | #VALUE! | #VALUE! | #VALUE!
[9 empty] | #VALUE! | #VALUE! | #VALUE! | #VALUE! | #VALUE! | #VALUE! | #VALUE! | #VALUE! | #VALUE! | 287 | #VALUE! | #VALUE! | #VALUE! | #VALUE! | #VALUE! | #VALUE!
[9 empty] | #VALUE! | #VALUE! | #VALUE! | #VALUE! | #VALUE! | #VALUE! | #VALUE! | #VALUE! | #VALUE! | 288 | #VALUE! | #VALUE! | #VALUE! | #VALUE! | #VALUE! | #VALUE!
[9 empty] | #VALUE! | #VALUE! | #VALUE! | #VALUE! | #VALUE! | #VALUE! | #VALUE! | #VALUE! | #VALUE! | 289 | #VALUE! | #VALUE! | #VALUE! | #VALUE! | #VALUE! | #VALUE!
[9 empty] | #VALUE! | #VALUE! | #VALUE! | #VALUE! | #VALUE! | #VALUE! | #VALUE! | #VALUE! | #VALUE! | 290 | #VALUE! | #VALUE! | #VALUE! | #VALUE! | #VALUE! | #VALUE!
[9 empty] | #VALUE! | #VALUE! | #VALUE! | #VALUE! | #VALUE! | #VALUE! | #VALUE! | #VALUE! | #VALUE! | 291 | #VALUE! | #VALUE! | #VALUE! | #VALUE! | #VALUE! | #VALUE!
[9 empty] | #VALUE! | #VALUE! | #VALUE! | #VALUE! | #VALUE! | #VALUE! | #VALUE! | #VALUE! | #VALUE! | 292 | #VALUE! | #VALUE! | #VALUE! | #VALUE! | #VALUE! | #VALUE!
[9 empty] | #VALUE! | #VALUE! | #VALUE! | #VALUE! | #VALUE! | #VALUE! | #VALUE! | #VALUE! | #VALUE! | 293 | #VALUE! | #VALUE! | #VALUE! | #VALUE! | #VALUE! | #VALUE!
[9 empty] | #VALUE! | #VALUE! | #VALUE! | #VALUE! | #VALUE! | #VALUE! | #VALUE! | #VALUE! | #VALUE! | 294 | #VALUE! | #VALUE! | #VALUE! | #VALUE! | #VALUE! | #VALUE!
[9 empty] | #VALUE! | #VALUE! | #VALUE! | #VALUE! | #VALUE! | #VALUE! | #VALUE! | #VALUE! | #VALUE! | 295 | #VALUE! | #VALUE! | #VALUE! | #VALUE! | #VALUE! | #VALUE!
[9 empty] | #VALUE! | #VALUE! | #VALUE! | #VALUE! | #VALUE! | #VALUE! | #VALUE! | #VALUE! | #VALUE! | 296 | #VALUE! | #VALUE! | #VALUE! | #VALUE! | #VALUE! | #VALUE!
[9 empty] | #VALUE! | #VALUE! | #VALUE! | #VALUE! | #VALUE! | #VALUE! | #VALUE! | #VALUE! | #VALUE! | 297 | #VALUE! | #VALUE! | #VALUE! | #VALUE! | #VALUE! | #VALUE!
[9 empty] | #VALUE! | #VALUE! | #VALUE! | #VALUE! | #VALUE! | #VALUE! | #VALUE! | #VALUE! | #VALUE! | 298 | #VALUE! | #VALUE! | #VALUE! | #VALUE! | #VALUE! | #VALUE!
[9 empty] | #VALUE! | #VALUE! | #VALUE! | #VALUE! | #VALUE! | #VALUE! | #VALUE! | #VALUE! | #VALUE! | 299 | #VALUE! | #VALUE! | #VALUE! | #VALUE! | #VALUE! | #VALUE!
[9 empty] | #VALUE! | #VALUE! | #VALUE! | #VALUE! | #VALUE! | #VALUE! | #VALUE! | #VALUE! | #VALUE! | 300 | #VALUE! | #VALUE! | #VALUE! | #VALUE! | #VALUE! | #VALUE!
[9 empty] | #VALUE! | #VALUE! | #VALUE! | #VALUE! | #VALUE! | #VALUE! | #VALUE! | #VALUE! | #VALUE! | 301 | #VALUE! | #VALUE! | #VALUE! | #VALUE! | #VALUE! | #VALUE!
[9 empty] | #VALUE! | #VALUE! | #VALUE! | #VALUE! | #VALUE! | #VALUE! | #VALUE! | #VALUE! | #VALUE! | 302 | #VALUE! | #VALUE! | #VALUE! | #VALUE! | #VALUE! | #VALUE!
[9 empty] | #VALUE! | #VALUE! | #VALUE! | #VALUE! | #VALUE! | #VALUE! | #VALUE! | #VALUE! | #VALUE! | 303 | #VALUE! | #VALUE! | #VALUE! | #VALUE! | #VALUE! | #VALUE!
[9 empty] | #VALUE! | #VALUE! | #VALUE! | #VALUE! | #VALUE! | #VALUE! | #VALUE! | #VALUE! | #VALUE! | 304 | #VALUE! | #VALUE! | #VALUE! | #VALUE! | #VALUE! | #VALUE!
[9 empty] | #VALUE! | #VALUE! | #VALUE! | #VALUE! | #VALUE! | #VALUE! | #VALUE! | #VALUE! | #VALUE! | 305 | #VALUE! | #VALUE! | #VALUE! | #VALUE! | #VALUE! | #VALUE!
[9 empty] | #VALUE! | #VALUE! | #VALUE! | #VALUE! | #VALUE! | #VALUE! | #VALUE! | #VALUE! | #VALUE! | 306 | #VALUE! | #VALUE! | #VALUE! | #VALUE! | #VALUE! | #VALUE!
[9 empty] | #VALUE! | #VALUE! | #VALUE! | #VALUE! | #VALUE! | #VALUE! | #VALUE! | #VALUE! | #VALUE! | 307 | #VALUE! | #VALUE! | #VALUE! | #VALUE! | #VALUE! | #VALUE!
[9 empty] | #VALUE! | #VALUE! | #VALUE! | #VALUE! | #VALUE! | #VALUE! | #VALUE! | #VALUE! | #VALUE! | 308 | #VALUE! | #VALUE! | #VALUE! | #VALUE! | #VALUE! | #VALUE!
[9 empty] | #VALUE! | #VALUE! | #VALUE! | #VALUE! | #VALUE! | #VALUE! | #VALUE! | #VALUE! | #VALUE! | 309 | #VALUE! | #VALUE! | #VALUE! | #VALUE! | #VALUE! | #VALUE!
[9 empty] | #VALUE! | #VALUE! | #VALUE! | #VALUE! | #VALUE! | #VALUE! | #VALUE! | #VALUE! | #VALUE! | 310 | #VALUE! | #VALUE! | #VALUE! | #VALUE! | #VALUE! | #VALUE!
[9 empty] | #VALUE! | #VALUE! | #VALUE! | #VALUE! | #VALUE! | #VALUE! | #VALUE! | #VALUE! | #VALUE! | 311 | #VALUE! | #VALUE! | #VALUE! | #VALUE! | #VALUE! | #VALUE!
[9 empty] | #VALUE! | #VALUE! | #VALUE! | #VALUE! | #VALUE! | #VALUE! | #VALUE! | #VALUE! | #VALUE! | 312 | #VALUE! | #VALUE! | #VALUE! | #VALUE! | #VALUE! | #VALUE!
[9 empty] | #VALUE! | #VALUE! | #VALUE! | #VALUE! | #VALUE! | #VALUE! | #VALUE! | #VALUE! | #VALUE! | 313 | #VALUE! | #VALUE! | #VALUE! | #VALUE! | #VALUE! | #VALUE!
[9 empty] | #VALUE! | #VALUE! | #VALUE! | #VALUE! | #VALUE! | #VALUE! | #VALUE! | #VALUE! | #VALUE! | 314 | #VALUE! | #VALUE! | #VALUE! | #VALUE! | #VALUE! | #VALUE!
[9 empty] | #VALUE! | #VALUE! | #VALUE! | #VALUE! | #VALUE! | #VALUE! | #VALUE! | #VALUE! | #VALUE! | 315 | #VALUE! | #VALUE! | #VALUE! | #VALUE! | #VALUE! | #VALUE!
[9 empty] | #VALUE! | #VALUE! | #VALUE! | #VALUE! | #VALUE! | #VALUE! | #VALUE! | #VALUE! | #VALUE! | 316 | #VALUE! | #VALUE! | #VALUE! | #VALUE! | #VALUE! | #VALUE!
[9 empty] | #VALUE! | #VALUE! | #VALUE! | #VALUE! | #VALUE! | #VALUE! | #VALUE! | #VALUE! | #VALUE! | 317 | #VALUE! | #VALUE! | #VALUE! | #VALUE! | #VALUE! | #VALUE!
[9 empty] | #VALUE! | #VALUE! | #VALUE! | #VALUE! | #VALUE! | #VALUE! | #VALUE! | #VALUE! | #VALUE! | 318 | #VALUE! | #VALUE! | #VALUE! | #VALUE! | #VALUE! | #VALUE!
[9 empty] | #VALUE! | #VALUE! | #VALUE! | #VALUE! | #VALUE! | #VALUE! | #VALUE! | #VALUE! | #VALUE! | 319 | #VALUE! | #VALUE! | #VALUE! | #VALUE! | #VALUE! | #VALUE!
[9 empty] | #VALUE! | #VALUE! | #VALUE! | #VALUE! | #VALUE! | #VALUE! | #VALUE! | #VALUE! | #VALUE! | 320 | #VALUE! | #VALUE! | #VALUE! | #VALUE! | #VALUE! | #VALUE!
[9 empty] | #VALUE! | #VALUE! | #VALUE! | #VALUE! | #VALUE! | #VALUE! | #VALUE! | #VALUE! | #VALUE! | 321 | #VALUE! | #VALUE! | #VALUE! | #VALUE! | #VALUE! | #VALUE!
[9 empty] | #VALUE! | #VALUE! | #VALUE! | #VALUE! | #VALUE! | #VALUE! | #VALUE! | #VALUE! | #VALUE! | 322 | #VALUE! | #VALUE! | #VALUE! | #VALUE! | #VALUE! | #VALUE!
[9 empty] | #VALUE! | #VALUE! | #VALUE! | #VALUE! | #VALUE! | #VALUE! | #VALUE! | #VALUE! | #VALUE! | 323 | #VALUE! | #VALUE! | #VALUE! | #VALUE! | #VALUE! | #VALUE!
[9 empty] | #VALUE! | #VALUE! | #VALUE! | #VALUE! | #VALUE! | #VALUE! | #VALUE! | #VALUE! | #VALUE! | 324 | #VALUE! | #VALUE! | #VALUE! | #VALUE! | #VALUE! | #VALUE!
[9 empty] | #VALUE! | #VALUE! | #VALUE! | #VALUE! | #VALUE! | #VALUE! | #VALUE! | #VALUE! | #VALUE! | 325 | #VALUE! | #VALUE! | #VALUE! | #VALUE! | #VALUE! | #VALUE!
[9 empty] | #VALUE! | #VALUE! | #VALUE! | #VALUE! | #VALUE! | #VALUE! | #VALUE! | #VALUE! | #VALUE! | 326 | #VALUE! | #VALUE! | #VALUE! | #VALUE! | #VALUE! | #VALUE!
[9 empty] | #VALUE! | #VALUE! | #VALUE! | #VALUE! | #VALUE! | #VALUE! | #VALUE! | #VALUE! | #VALUE! | 327 | #VALUE! | #VALUE! | #VALUE! | #VALUE! | #VALUE! | #VALUE!
[9 empty] | #VALUE! | #VALUE! | #VALUE! | #VALUE! | #VALUE! | #VALUE! | #VALUE! | #VALUE! | #VALUE! | 328 | #VALUE! | #VALUE! | #VALUE! | #VALUE! | #VALUE! | #VALUE!
[9 empty] | #VALUE! | #VALUE! | #VALUE! | #VALUE! | #VALUE! | #VALUE! | #VALUE! | #VALUE! | #VALUE! | 329 | #VALUE! | #VALUE! | #VALUE! | #VALUE! | #VALUE! | #VALUE!
[9 empty] | #VALUE! | #VALUE! | #VALUE! | #VALUE! | #VALUE! | #VALUE! | #VALUE! | #VALUE! | #VALUE! | 330 | #VALUE! | #VALUE! | #VALUE! | #VALUE! | #VALUE! | #VALUE!
[9 empty] | #VALUE! | #VALUE! | #VALUE! | #VALUE! | #VALUE! | #VALUE! | #VALUE! | #VALUE! | #VALUE! | 331 | #VALUE! | #VALUE! | #VALUE! | #VALUE! | #VALUE! | #VALUE!
[9 empty] | #VALUE! | #VALUE! | #VALUE! | #VALUE! | #VALUE! | #VALUE! | #VALUE! | #VALUE! | #VALUE! | 332 | #VALUE! | #VALUE! | #VALUE! | #VALUE! | #VALUE! | #VALUE!
[9 empty] | #VALUE! | #VALUE! | #VALUE! | #VALUE! | #VALUE! | #VALUE! | #VALUE! | #VALUE! | #VALUE! | 333 | #VALUE! | #VALUE! | #VALUE! | #VALUE! | #VALUE! | #VALUE!
[9 empty] | #VALUE! | #VALUE! | #VALUE! | #VALUE! | #VALUE! | #VALUE! | #VALUE! | #VALUE! | #VALUE! | 334 | #VALUE! | #VALUE! | #VALUE! | #VALUE! | #VALUE! | #VALUE!
[9 empty] | #VALUE! | #VALUE! | #VALUE! | #VALUE! | #VALUE! | #VALUE! | #VALUE! | #VALUE! | #VALUE! | 335 | #VALUE! | #VALUE! | #VALUE! | #VALUE! | #VALUE! | #VALUE!
[9 empty] | #VALUE! | #VALUE! | #VALUE! | #VALUE! | #VALUE! | #VALUE! | #VALUE! | #VALUE! | #VALUE! | 336 | #VALUE! | #VALUE! | #VALUE! | #VALUE! | #VALUE! | #VALUE!
[9 empty] | #VALUE! | #VALUE! | #VALUE! | #VALUE! | #VALUE! | #VALUE! | #VALUE! | #VALUE! | #VALUE! | 337 | #VALUE! | #VALUE! | #VALUE! | #VALUE! | #VALUE! | #VALUE!
[9 empty] | #VALUE! | #VALUE! | #VALUE! | #VALUE! | #VALUE! | #VALUE! | #VALUE! | #VALUE! | #VALUE! | 338 | #VALUE! | #VALUE! | #VALUE! | #VALUE! | #VALUE! | #VALUE!
[9 empty] | #VALUE! | #VALUE! | #VALUE! | #VALUE! | #VALUE! | #VALUE! | #VALUE! | #VALUE! | #VALUE! | 339 | #VALUE! | #VALUE! | #VALUE! | #VALUE! | #VALUE! | #VALUE!
[9 empty] | #VALUE! | #VALUE! | #VALUE! | #VALUE! | #VALUE! | #VALUE! | #VALUE! | #VALUE! | #VALUE! | 340 | #VALUE! | #VALUE! | #VALUE! | #VALUE! | #VALUE! | #VALUE!
[9 empty] | #VALUE! | #VALUE! | #VALUE! | #VALUE! | #VALUE! | #VALUE! | #VALUE! | #VALUE! | #VALUE! | 341 | #VALUE! | #VALUE! | #VALUE! | #VALUE! | #VALUE! | #VALUE!
[9 empty] | #VALUE! | #VALUE! | #VALUE! | #VALUE! | #VALUE! | #VALUE! | #VALUE! | #VALUE! | #VALUE! | 342 | #VALUE! | #VALUE! | #VALUE! | #VALUE! | #VALUE! | #VALUE!
[9 empty] | #VALUE! | #VALUE! | #VALUE! | #VALUE! | #VALUE! | #VALUE! | #VALUE! | #VALUE! | #VALUE! | 343 | #VALUE! | #VALUE! | #VALUE! | #VALUE! | #VALUE! | #VALUE!
[9 empty] | #VALUE! | #VALUE! | #VALUE! | #VALUE! | #VALUE! | #VALUE! | #VALUE! | #VALUE! | #VALUE! | 344 | #VALUE! | #VALUE! | #VALUE! | #VALUE! | #VALUE! | #VALUE!
[9 empty] | #VALUE! | #VALUE! | #VALUE! | #VALUE! | #VALUE! | #VALUE! | #VALUE! | #VALUE! | #VALUE! | 345 | #VALUE! | #VALUE! | #VALUE! | #VALUE! | #VALUE! | #VALUE!
[9 empty] | #VALUE! | #VALUE! | #VALUE! | #VALUE! | #VALUE! | #VALUE! | #VALUE! | #VALUE! | #VALUE! | 346 | #VALUE! | #VALUE! | #VALUE! | #VALUE! | #VALUE! | #VALUE!
[9 empty] | #VALUE! | #VALUE! | #VALUE! | #VALUE! | #VALUE! | #VALUE! | #VALUE! | #VALUE! | #VALUE! | 347 | #VALUE! | #VALUE! | #VALUE! | #VALUE! | #VALUE! | #VALUE!
[9 empty] | #VALUE! | #VALUE! | #VALUE! | #VALUE! | #VALUE! | #VALUE! | #VALUE! | #VALUE! | #VALUE! | 348 | #VALUE! | #VALUE! | #VALUE! | #VALUE! | #VALUE! | #VALUE!
[9 empty] | #VALUE! | #VALUE! | #VALUE! | #VALUE! | #VALUE! | #VALUE! | #VALUE! | #VALUE! | #VALUE! | 349 | #VALUE! | #VALUE! | #VALUE! | #VALUE! | #VALUE! | #VALUE!
[9 empty] | #VALUE! | #VALUE! | #VALUE! | #VALUE! | #VALUE! | #VALUE! | #VALUE! | #VALUE! | #VALUE! | 350 | #VALUE! | #VALUE! | #VALUE! | #VALUE! | #VALUE! | #VALUE!
[9 empty] | #VALUE! | #VALUE! | #VALUE! | #VALUE! | #VALUE! | #VALUE! | #VALUE! | #VALUE! | #VALUE! | 351 | #VALUE! | #VALUE! | #VALUE! | #VALUE! | #VALUE! | #VALUE!
[9 empty] | #VALUE! | #VALUE! | #VALUE! | #VALUE! | #VALUE! | #VALUE! | #VALUE! | #VALUE! | #VALUE! | 352 | #VALUE! | #VALUE! | #VALUE! | #VALUE! | #VALUE! | #VALUE!
[9 empty] | #VALUE! | #VALUE! | #VALUE! | #VALUE! | #VALUE! | #VALUE! | #VALUE! | #VALUE! | #VALUE! | 353 | #VALUE! | #VALUE! | #VALUE! | #VALUE! | #VALUE! | #VALUE!
[9 empty] | #VALUE! | #VALUE! | #VALUE! | #VALUE! | #VALUE! | #VALUE! | #VALUE! | #VALUE! | #VALUE! | 354 | #VALUE! | #VALUE! | #VALUE! | #VALUE! | #VALUE! | #VALUE!
[9 empty] | #VALUE! | #VALUE! | #VALUE! | #VALUE! | #VALUE! | #VALUE! | #VALUE! | #VALUE! | #VALUE! | 355 | #VALUE! | #VALUE! | #VALUE! | #VALUE! | #VALUE! | #VALUE!
[9 empty] | #VALUE! | #VALUE! | #VALUE! | #VALUE! | #VALUE! | #VALUE! | #VALUE! | #VALUE! | #VALUE! | 356 | #VALUE! | #VALUE! | #VALUE! | #VALUE! | #VALUE! | #VALUE!
[9 empty] | #VALUE! | #VALUE! | #VALUE! | #VALUE! | #VALUE! | #VALUE! | #VALUE! | #VALUE! | #VALUE! | 357 | #VALUE! | #VALUE! | #VALUE! | #VALUE! | #VALUE! | #VALUE!
[9 empty] | #VALUE! | #VALUE! | #VALUE! | #VALUE! | #VALUE! | #VALUE! | #VALUE! | #VALUE! | #VALUE! | 358 | #VALUE! | #VALUE! | #VALUE! | #VALUE! | #VALUE! | #VALUE!
[9 empty] | #VALUE! | #VALUE! | #VALUE! | #VALUE! | #VALUE! | #VALUE! | #VALUE! | #VALUE! | #VALUE! | 359 | #VALUE! | #VALUE! | #VALUE! | #VALUE! | #VALUE! | #VALUE!
[9 empty] | #VALUE! | #VALUE! | #VALUE! | #VALUE! | #VALUE! | #VALUE! | #VALUE! | #VALUE! | #VALUE! | 360 | #VALUE! | #VALUE! | #VALUE! | #VALUE! | #VALUE! | #VALUE!
[9 empty] | #VALUE! | #VALUE! | #VALUE! | #VALUE! | #VALUE! | #VALUE! | #VALUE! | #VALUE! | #VALUE! | 361 | #VALUE! | #VALUE! | #VALUE! | #VALUE! | #VALUE! | #VALUE!
[9 empty] | #VALUE! | #VALUE! | #VALUE! | #VALUE! | #VALUE! | #VALUE! | #VALUE! | #VALUE! | #VALUE! | 362 | #VALUE! | #VALUE! | #VALUE! | #VALUE! | #VALUE! | #VALUE!
[9 empty] | #VALUE! | #VALUE! | #VALUE! | #VALUE! | #VALUE! | #VALUE! | #VALUE! | #VALUE! | #VALUE! | 363 | #VALUE! | #VALUE! | #VALUE! | #VALUE! | #VALUE! | #VALUE!
[9 empty] | #VALUE! | #VALUE! | #VALUE! | #VALUE! | #VALUE! | #VALUE! | #VALUE! | #VALUE! | #VALUE! | 364 | #VALUE! | #VALUE! | #VALUE! | #VALUE! | #VALUE! | #VALUE!
[9 empty] | #VALUE! | #VALUE! | #VALUE! | #VALUE! | #VALUE! | #VALUE! | #VALUE! | #VALUE! | #VALUE! | 365 | #VALUE! | #VALUE! | #VALUE! | #VALUE! | #VALUE! | #VALUE!
[9 empty] | #VALUE! | #VALUE! | #VALUE! | #VALUE! | #VALUE! | #VALUE! | #VALUE! | #VALUE! | #VALUE! | 366 | #VALUE! | #VALUE! | #VALUE! | #VALUE! | #VALUE! | #VALUE!
[9 empty] | #VALUE! | #VALUE! | #VALUE! | #VALUE! | #VALUE! | #VALUE! | #VALUE! | #VALUE! | #VALUE! | 367 | #VALUE! | #VALUE! | #VALUE! | #VALUE! | #VALUE! | #VALUE!
[9 empty] | #VALUE! | #VALUE! | #VALUE! | #VALUE! | #VALUE! | #VALUE! | #VALUE! | #VALUE! | #VALUE! | 368 | #VALUE! | #VALUE! | #VALUE! | #VALUE! | #VALUE! | #VALUE!
[9 empty] | #VALUE! | #VALUE! | #VALUE! | #VALUE! | #VALUE! | #VALUE! | #VALUE! | #VALUE! | #VALUE! | 369 | #VALUE! | #VALUE! | #VALUE! | #VALUE! | #VALUE! | #VALUE!
[9 empty] | #VALUE! | #VALUE! | #VALUE! | #VALUE! | #VALUE! | #VALUE! | #VALUE! | #VALUE! | #VALUE! | 370 | #VALUE! | #VALUE! | #VALUE! | #VALUE! | #VALUE! | #VALUE!
[9 empty] | #VALUE! | #VALUE! | #VALUE! | #VALUE! | #VALUE! | #VALUE! | #VALUE! | #VALUE! | #VALUE! | 371 | #VALUE! | #VALUE! | #VALUE! | #VALUE! | #VALUE! | #VALUE!
[9 empty] | #VALUE! | #VALUE! | #VALUE! | #VALUE! | #VALUE! | #VALUE! | #VALUE! | #VALUE! | #VALUE! | 372 | #VALUE! | #VALUE! | #VALUE! | #VALUE! | #VALUE! | #VALUE!
[9 empty] | #VALUE! | #VALUE! | #VALUE! | #VALUE! | #VALUE! | #VALUE! | #VALUE! | #VALUE! | #VALUE! | 373 | #VALUE! | #VALUE! | #VALUE! | #VALUE! | #VALUE! | #VALUE!
[9 empty] | #VALUE! | #VALUE! | #VALUE! | #VALUE! | #VALUE! | #VALUE! | #VALUE! | #VALUE! | #VALUE! | 374 | #VALUE! | #VALUE! | #VALUE! | #VALUE! | #VALUE! | #VALUE!
[9 empty] | #VALUE! | #VALUE! | #VALUE! | #VALUE! | #VALUE! | #VALUE! | #VALUE! | #VALUE! | #VALUE! | 375 | #VALUE! | #VALUE! | #VALUE! | #VALUE! | #VALUE! | #VALUE!
[9 empty] | #VALUE! | #VALUE! | #VALUE! | #VALUE! | #VALUE! | #VALUE! | #VALUE! | #VALUE! | #VALUE! | 376 | #VALUE! | #VALUE! | #VALUE! | #VALUE! | #VALUE! | #VALUE!
[9 empty] | #VALUE! | #VALUE! | #VALUE! | #VALUE! | #VALUE! | #VALUE! | #VALUE! | #VALUE! | #VALUE! | 377 | #VALUE! | #VALUE! | #VALUE! | #VALUE! | #VALUE! | #VALUE!
[9 empty] | #VALUE! | #VALUE! | #VALUE! | #VALUE! | #VALUE! | #VALUE! | #VALUE! | #VALUE! | #VALUE! | 378 | #VALUE! | #VALUE! | #VALUE! | #VALUE! | #VALUE! | #VALUE!
[9 empty] | #VALUE! | #VALUE! | #VALUE! | #VALUE! | #VALUE! | #VALUE! | #VALUE! | #VALUE! | #VALUE! | 379 | #VALUE! | #VALUE! | #VALUE! | #VALUE! | #VALUE! | #VALUE!
[9 empty] | #VALUE! | #VALUE! | #VALUE! | #VALUE! | #VALUE! | #VALUE! | #VALUE! | #VALUE! | #VALUE! | 380 | #VALUE! | #VALUE! | #VALUE! | #VALUE! | #VALUE! | #VALUE!
[9 empty] | #VALUE! | #VALUE! | #VALUE! | #VALUE! | #VALUE! | #VALUE! | #VALUE! | #VALUE! | #VALUE! | 381 | #VALUE! | #VALUE! | #VALUE! | #VALUE! | #VALUE! | #VALUE!
[9 empty] | #VALUE! | #VALUE! | #VALUE! | #VALUE! | #VALUE! | #VALUE! | #VALUE! | #VALUE! | #VALUE! | 382 | #VALUE! | #VALUE! | #VALUE! | #VALUE! | #VALUE! | #VALUE!
[9 empty] | #VALUE! | #VALUE! | #VALUE! | #VALUE! | #VALUE! | #VALUE! | #VALUE! | #VALUE! | #VALUE! | 383 | #VALUE! | #VALUE! | #VALUE! | #VALUE! | #VALUE! | #VALUE!
[9 empty] | #VALUE! | #VALUE! | #VALUE! | #VALUE! | #VALUE! | #VALUE! | #VALUE! | #VALUE! | #VALUE! | 384 | #VALUE! | #VALUE! | #VALUE! | #VALUE! | #VALUE! | #VALUE!
[9 empty] | #VALUE! | #VALUE! | #VALUE! | #VALUE! | #VALUE! | #VALUE! | #VALUE! | #VALUE! | #VALUE! | 385 | #VALUE! | #VALUE! | #VALUE! | #VALUE! | #VALUE! | #VALUE!
[9 empty] | #VALUE! | #VALUE! | #VALUE! | #VALUE! | #VALUE! | #VALUE! | #VALUE! | #VALUE! | #VALUE! | 386 | #VALUE! | #VALUE! | #VALUE! | #VALUE! | #VALUE! | #VALUE!
[9 empty] | #VALUE! | #VALUE! | #VALUE! | #VALUE! | #VALUE! | #VALUE! | #VALUE! | #VALUE! | #VALUE! | 387 | #VALUE! | #VALUE! | #VALUE! | #VALUE! | #VALUE! | #VALUE!
[9 empty] | #VALUE! | #VALUE! | #VALUE! | #VALUE! | #VALUE! | #VALUE! | #VALUE! | #VALUE! | #VALUE! | 388 | #VALUE! | #VALUE! | #VALUE! | #VALUE! | #VALUE! | #VALUE!
[9 empty] | #VALUE! | #VALUE! | #VALUE! | #VALUE! | #VALUE! | #VALUE! | #VALUE! | #VALUE! | #VALUE! | 389 | #VALUE! | #VALUE! | #VALUE! | #VALUE! | #VALUE! | #VALUE!
[9 empty] | #VALUE! | #VALUE! | #VALUE! | #VALUE! | #VALUE! | #VALUE! | #VALUE! | #VALUE! | #VALUE! | 390 | #VALUE! | #VALUE! | #VALUE! | #VALUE! | #VALUE! | #VALUE!
[9 empty] | #VALUE! | #VALUE! | #VALUE! | #VALUE! | #VALUE! | #VALUE! | #VALUE! | #VALUE! | #VALUE! | 391 | #VALUE! | #VALUE! | #VALUE! | #VALUE! | #VALUE! | #VALUE!
[9 empty] | #VALUE! | #VALUE! | #VALUE! | #VALUE! | #VALUE! | #VALUE! | #VALUE! | #VALUE! | #VALUE! | 392 | #VALUE! | #VALUE! | #VALUE! | #VALUE! | #VALUE! | #VALUE!
[9 empty] | #VALUE! | #VALUE! | #VALUE! | #VALUE! | #VALUE! | #VALUE! | #VALUE! | #VALUE! | #VALUE! | 393 | #VALUE! | #VALUE! | #VALUE! | #VALUE! | #VALUE! | #VALUE!
[9 empty] | #VALUE! | #VALUE! | #VALUE! | #VALUE! | #VALUE! | #VALUE! | #VALUE! | #VALUE! | #VALUE! | 394 | #VALUE! | #VALUE! | #VALUE! | #VALUE! | #VALUE! | #VALUE!
[9 empty] | #VALUE! | #VALUE! | #VALUE! | #VALUE! | #VALUE! | #VALUE! | #VALUE! | #VALUE! | #VALUE! | 395 | #VALUE! | #VALUE! | #VALUE! | #VALUE! | #VALUE! | #VALUE!
[9 empty] | #VALUE! | #VALUE! | #VALUE! | #VALUE! | #VALUE! | #VALUE! | #VALUE! | #VALUE! | #VALUE! | 396 | #VALUE! | #VALUE! | #VALUE! | #VALUE! | #VALUE! | #VALUE!
[9 empty] | #VALUE! | #VALUE! | #VALUE! | #VALUE! | #VALUE! | #VALUE! | #VALUE! | #VALUE! | #VALUE! | 397 | #VALUE! | #VALUE! | #VALUE! | #VALUE! | #VALUE! | #VALUE!
[9 empty] | #VALUE! | #VALUE! | #VALUE! | #VALUE! | #VALUE! | #VALUE! | #VALUE! | #VALUE! | #VALUE! | 398 | #VALUE! | #VALUE! | #VALUE! | #VALUE! | #VALUE! | #VALUE!
[9 empty] | #VALUE! | #VALUE! | #VALUE! | #VALUE! | #VALUE! | #VALUE! | #VALUE! | #VALUE! | #VALUE! | 399 | #VALUE! | #VALUE! | #VALUE! | #VALUE! | #VALUE! | #VALUE!
[9 empty] | #VALUE! | #VALUE! | #VALUE! | #VALUE! | #VALUE! | #VALUE! | #VALUE! | #VALUE! | #VALUE! | 400 | #VALUE! | #VALUE! | #VALUE! | #VALUE! | #VALUE! | #VALUE!
[9 empty] | #VALUE! | #VALUE! | #VALUE! | #VALUE! | #VALUE! | #VALUE! | #VALUE! | #VALUE! | #VALUE! | 401 | #VALUE! | #VALUE! | #VALUE! | #VALUE! | #VALUE! | #VALUE!
[9 empty] | #VALUE! | #VALUE! | #VALUE! | #VALUE! | #VALUE! | #VALUE! | #VALUE! | #VALUE! | #VALUE! | 402 | #VALUE! | #VALUE! | #VALUE! | #VALUE! | #VALUE! | #VALUE!
[9 empty] | #VALUE! | #VALUE! | #VALUE! | #VALUE! | #VALUE! | #VALUE! | #VALUE! | #VALUE! | #VALUE! | 403 | #VALUE! | #VALUE! | #VALUE! | #VALUE! | #VALUE! | #VALUE!
[9 empty] | #VALUE! | #VALUE! | #VALUE! | #VALUE! | #VALUE! | #VALUE! | #VALUE! | #VALUE! | #VALUE! | 404 | #VALUE! | #VALUE! | #VALUE! | #VALUE! | #VALUE! | #VALUE!
[9 empty] | #VALUE! | #VALUE! | #VALUE! | #VALUE! | #VALUE! | #VALUE! | #VALUE! | #VALUE! | #VALUE! | 405 | #VALUE! | #VALUE! | #VALUE! | #VALUE! | #VALUE! | #VALUE!
[9 empty] | #VALUE! | #VALUE! | #VALUE! | #VALUE! | #VALUE! | #VALUE! | #VALUE! | #VALUE! | #VALUE! | 406 | #VALUE! | #VALUE! | #VALUE! | #VALUE! | #VALUE! | #VALUE!
[9 empty] | #VALUE! | #VALUE! | #VALUE! | #VALUE! | #VALUE! | #VALUE! | #VALUE! | #VALUE! | #VALUE! | 407 | #VALUE! | #VALUE! | #VALUE! | #VALUE! | #VALUE! | #VALUE!
[9 empty] | #VALUE! | #VALUE! | #VALUE! | #VALUE! | #VALUE! | #VALUE! | #VALUE! | #VALUE! | #VALUE! | 408 | #VALUE! | #VALUE! | #VALUE! | #VALUE! | #VALUE! | #VALUE!
[9 empty] | #VALUE! | #VALUE! | #VALUE! | #VALUE! | #VALUE! | #VALUE! | #VALUE! | #VALUE! | #VALUE! | 409 | #VALUE! | #VALUE! | #VALUE! | #VALUE! | #VALUE! | #VALUE!
[9 empty] | #VALUE! | #VALUE! | #VALUE! | #VALUE! | #VALUE! | #VALUE! | #VALUE! | #VALUE! | #VALUE! | 410 | #VALUE! | #VALUE! | #VALUE! | #VALUE! | #VALUE! | #VALUE!
[9 empty] | #VALUE! | #VALUE! | #VALUE! | #VALUE! | #VALUE! | #VALUE! | #VALUE! | #VALUE! | #VALUE! | 411 | #VALUE! | #VALUE! | #VALUE! | #VALUE! | #VALUE! | #VALUE!
[9 empty] | #VALUE! | #VALUE! | #VALUE! | #VALUE! | #VALUE! | #VALUE! | #VALUE! | #VALUE! | #VALUE! | 412 | #VALUE! | #VALUE! | #VALUE! | #VALUE! | #VALUE! | #VALUE!
[9 empty] | #VALUE! | #VALUE! | #VALUE! | #VALUE! | #VALUE! | #VALUE! | #VALUE! | #VALUE! | #VALUE! | 413 | #VALUE! | #VALUE! | #VALUE! | #VALUE! | #VALUE! | #VALUE!
[9 empty] | #VALUE! | #VALUE! | #VALUE! | #VALUE! | #VALUE! | #VALUE! | #VALUE! | #VALUE! | #VALUE! | 414 | #VALUE! | #VALUE! | #VALUE! | #VALUE! | #VALUE! | #VALUE!
[9 empty] | #VALUE! | #VALUE! | #VALUE! | #VALUE! | #VALUE! | #VALUE! | #VALUE! | #VALUE! | #VALUE! | 415 | #VALUE! | #VALUE! | #VALUE! | #VALUE! | #VALUE! | #VALUE!
[9 empty] | #VALUE! | #VALUE! | #VALUE! | #VALUE! | #VALUE! | #VALUE! | #VALUE! | #VALUE! | #VALUE! | 416 | #VALUE! | #VALUE! | #VALUE! | #VALUE! | #VALUE! | #VALUE!
[9 empty] | #VALUE! | #VALUE! | #VALUE! | #VALUE! | #VALUE! | #VALUE! | #VALUE! | #VALUE! | #VALUE! | 417 | #VALUE! | #VALUE! | #VALUE! | #VALUE! | #VALUE! | #VALUE!
[9 empty] | #VALUE! | #VALUE! | #VALUE! | #VALUE! | #VALUE! | #VALUE! | #VALUE! | #VALUE! | #VALUE! | 418 | #VALUE! | #VALUE! | #VALUE! | #VALUE! | #VALUE! | #VALUE!
[9 empty] | #VALUE! | #VALUE! | #VALUE! | #VALUE! | #VALUE! | #VALUE! | #VALUE! | #VALUE! | #VALUE! | 419 | #VALUE! | #VALUE! | #VALUE! | #VALUE! | #VALUE! | #VALUE!
[9 empty] | #VALUE! | #VALUE! | #VALUE! | #VALUE! | #VALUE! | #VALUE! | #VALUE! | #VALUE! | #VALUE! | 420 | #VALUE! | #VALUE! | #VALUE! | #VALUE! | #VALUE! | #VALUE!
[9 empty] | #VALUE! | #VALUE! | #VALUE! | #VALUE! | #VALUE! | #VALUE! | #VALUE! | #VALUE! | #VALUE! | 421 | #VALUE! | #VALUE! | #VALUE! | #VALUE! | #VALUE! | #VALUE!
[9 empty] | #VALUE! | #VALUE! | #VALUE! | #VALUE! | #VALUE! | #VALUE! | #VALUE! | #VALUE! | #VALUE! | 422 | #VALUE! | #VALUE! | #VALUE! | #VALUE! | #VALUE! | #VALUE!
[9 empty] | #VALUE! | #VALUE! | #VALUE! | #VALUE! | #VALUE! | #VALUE! | #VALUE! | #VALUE! | #VALUE! | 423 | #VALUE! | #VALUE! | #VALUE! | #VALUE! | #VALUE! | #VALUE!
[9 empty] | #VALUE! | #VALUE! | #VALUE! | #VALUE! | #VALUE! | #VALUE! | #VALUE! | #VALUE! | #VALUE! | 424 | #VALUE! | #VALUE! | #VALUE! | #VALUE! | #VALUE! | #VALUE!
[9 empty] | #VALUE! | #VALUE! | #VALUE! | #VALUE! | #VALUE! | #VALUE! | #VALUE! | #VALUE! | #VALUE! | 425 | #VALUE! | #VALUE! | #VALUE! | #VALUE! | #VALUE! | #VALUE!
[9 empty] | #VALUE! | #VALUE! | #VALUE! | #VALUE! | #VALUE! | #VALUE! | #VALUE! | #VALUE! | #VALUE! | 426 | #VALUE! | #VALUE! | #VALUE! | #VALUE! | #VALUE! | #VALUE!
[9 empty] | #VALUE! | #VALUE! | #VALUE! | #VALUE! | #VALUE! | #VALUE! | #VALUE! | #VALUE! | #VALUE! | 427 | #VALUE! | #VALUE! | #VALUE! | #VALUE! | #VALUE! | #VALUE!
[9 empty] | #VALUE! | #VALUE! | #VALUE! | #VALUE! | #VALUE! | #VALUE! | #VALUE! | #VALUE! | #VALUE! | 428 | #VALUE! | #VALUE! | #VALUE! | #VALUE! | #VALUE! | #VALUE!
[9 empty] | #VALUE! | #VALUE! | #VALUE! | #VALUE! | #VALUE! | #VALUE! | #VALUE! | #VALUE! | #VALUE! | 429 | #VALUE! | #VALUE! | #VALUE! | #VALUE! | #VALUE! | #VALUE!
[9 empty] | #VALUE! | #VALUE! | #VALUE! | #VALUE! | #VALUE! | #VALUE! | #VALUE! | #VALUE! | #VALUE! | 430 | #VALUE! | #VALUE! | #VALUE! | #VALUE! | #VALUE! | #VALUE!
[9 empty] | #VALUE! | #VALUE! | #VALUE! | #VALUE! | #VALUE! | #VALUE! | #VALUE! | #VALUE! | #VALUE! | 431 | #VALUE! | #VALUE! | #VALUE! | #VALUE! | #VALUE! | #VALUE!
[9 empty] | #VALUE! | #VALUE! | #VALUE! | #VALUE! | #VALUE! | #VALUE! | #VALUE! | #VALUE! | #VALUE! | 432 | #VALUE! | #VALUE! | #VALUE! | #VALUE! | #VALUE! | #VALUE!
[9 empty] | #VALUE! | #VALUE! | #VALUE! | #VALUE! | #VALUE! | #VALUE! | #VALUE! | #VALUE! | #VALUE! | 433 | #VALUE! | #VALUE! | #VALUE! | #VALUE! | #VALUE! | #VALUE!
[9 empty] | #VALUE! | #VALUE! | #VALUE! | #VALUE! | #VALUE! | #VALUE! | #VALUE! | #VALUE! | #VALUE! | 434 | #VALUE! | #VALUE! | #VALUE! | #VALUE! | #VALUE! | #VALUE!
[9 empty] | #VALUE! | #VALUE! | #VALUE! | #VALUE! | #VALUE! | #VALUE! | #VALUE! | #VALUE! | #VALUE! | 435 | #VALUE! | #VALUE! | #VALUE! | #VALUE! | #VALUE! | #VALUE!
[9 empty] | #VALUE! | #VALUE! | #VALUE! | #VALUE! | #VALUE! | #VALUE! | #VALUE! | #VALUE! | #VALUE! | 436 | #VALUE! | #VALUE! | #VALUE! | #VALUE! | #VALUE! | #VALUE!
[9 empty] | #VALUE! | #VALUE! | #VALUE! | #VALUE! | #VALUE! | #VALUE! | #VALUE! | #VALUE! | #VALUE! | 437 | #VALUE! | #VALUE! | #VALUE! | #VALUE! | #VALUE! | #VALUE!
[9 empty] | #VALUE! | #VALUE! | #VALUE! | #VALUE! | #VALUE! | #VALUE! | #VALUE! | #VALUE! | #VALUE! | 438 | #VALUE! | #VALUE! | #VALUE! | #VALUE! | #VALUE! | #VALUE!
[9 empty] | #VALUE! | #VALUE! | #VALUE! | #VALUE! | #VALUE! | #VALUE! | #VALUE! | #VALUE! | #VALUE! | 439 | #VALUE! | #VALUE! | #VALUE! | #VALUE! | #VALUE! | #VALUE!
[9 empty] | #VALUE! | #VALUE! | #VALUE! | #VALUE! | #VALUE! | #VALUE! | #VALUE! | #VALUE! | #VALUE! | 440 | #VALUE! | #VALUE! | #VALUE! | #VALUE! | #VALUE! | #VALUE!
[9 empty] | #VALUE! | #VALUE! | #VALUE! | #VALUE! | #VALUE! | #VALUE! | #VALUE! | #VALUE! | #VALUE! | 441 | #VALUE! | #VALUE! | #VALUE! | #VALUE! | #VALUE! | #VALUE!
[9 empty] | #VALUE! | #VALUE! | #VALUE! | #VALUE! | #VALUE! | #VALUE! | #VALUE! | #VALUE! | #VALUE! | 442 | #VALUE! | #VALUE! | #VALUE! | #VALUE! | #VALUE! | #VALUE!
[9 empty] | #VALUE! | #VALUE! | #VALUE! | #VALUE! | #VALUE! | #VALUE! | #VALUE! | #VALUE! | #VALUE! | 443 | #VALUE! | #VALUE! | #VALUE! | #VALUE! | #VALUE! | #VALUE!
[9 empty] | #VALUE! | #VALUE! | #VALUE! | #VALUE! | #VALUE! | #VALUE! | #VALUE! | #VALUE! | #VALUE! | 444 | #VALUE! | #VALUE! | #VALUE! | #VALUE! | #VALUE! | #VALUE!
[9 empty] | #VALUE! | #VALUE! | #VALUE! | #VALUE! | #VALUE! | #VALUE! | #VALUE! | #VALUE! | #VALUE! | 445 | #VALUE! | #VALUE! | #VALUE! | #VALUE! | #VALUE! | #VALUE!
[9 empty] | #VALUE! | #VALUE! | #VALUE! | #VALUE! | #VALUE! | #VALUE! | #VALUE! | #VALUE! | #VALUE! | 446 | #VALUE! | #VALUE! | #VALUE! | #VALUE! | #VALUE! | #VALUE!
[9 empty] | #VALUE! | #VALUE! | #VALUE! | #VALUE! | #VALUE! | #VALUE! | #VALUE! | #VALUE! | #VALUE! | 447 | #VALUE! | #VALUE! | #VALUE! | #VALUE! | #VALUE! | #VALUE!
[9 empty] | #VALUE! | #VALUE! | #VALUE! | #VALUE! | #VALUE! | #VALUE! | #VALUE! | #VALUE! | #VALUE! | 448 | #VALUE! | #VALUE! | #VALUE! | #VALUE! | #VALUE! | #VALUE!
[9 empty] | #VALUE! | #VALUE! | #VALUE! | #VALUE! | #VALUE! | #VALUE! | #VALUE! | #VALUE! | #VALUE! | 449 | #VALUE! | #VALUE! | #VALUE! | #VALUE! | #VALUE! | #VALUE!
[9 empty] | #VALUE! | #VALUE! | #VALUE! | #VALUE! | #VALUE! | #VALUE! | #VALUE! | #VALUE! | #VALUE! | 450 | #VALUE! | #VALUE! | #VALUE! | #VALUE! | #VALUE! | #VALUE!
[9 empty] | #VALUE! | #VALUE! | #VALUE! | #VALUE! | #VALUE! | #VALUE! | #VALUE! | #VALUE! | #VALUE! | 451 | #VALUE! | #VALUE! | #VALUE! | #VALUE! | #VALUE! | #VALUE!
[9 empty] | #VALUE! | #VALUE! | #VALUE! | #VALUE! | #VALUE! | #VALUE! | #VALUE! | #VALUE! | #VALUE! | 452 | #VALUE! | #VALUE! | #VALUE! | #VALUE! | #VALUE! | #VALUE!
[9 empty] | #VALUE! | #VALUE! | #VALUE! | #VALUE! | #VALUE! | #VALUE! | #VALUE! | #VALUE! | #VALUE! | 453 | #VALUE! | #VALUE! | #VALUE! | #VALUE! | #VALUE! | #VALUE!
[9 empty] | #VALUE! | #VALUE! | #VALUE! | #VALUE! | #VALUE! | #VALUE! | #VALUE! | #VALUE! | #VALUE! | 454 | #VALUE! | #VALUE! | #VALUE! | #VALUE! | #VALUE! | #VALUE!
[9 empty] | #VALUE! | #VALUE! | #VALUE! | #VALUE! | #VALUE! | #VALUE! | #VALUE! | #VALUE! | #VALUE! | 455 | #VALUE! | #VALUE! | #VALUE! | #VALUE! | #VALUE! | #VALUE!
[9 empty] | #VALUE! | #VALUE! | #VALUE! | #VALUE! | #VALUE! | #VALUE! | #VALUE! | #VALUE! | #VALUE! | 456 | #VALUE! | #VALUE! | #VALUE! | #VALUE! | #VALUE! | #VALUE!
[9 empty] | #VALUE! | #VALUE! | #VALUE! | #VALUE! | #VALUE! | #VALUE! | #VALUE! | #VALUE! | #VALUE! | 457 | #VALUE! | #VALUE! | #VALUE! | #VALUE! | #VALUE! | #VALUE!
[9 empty] | #VALUE! | #VALUE! | #VALUE! | #VALUE! | #VALUE! | #VALUE! | #VALUE! | #VALUE! | #VALUE! | 458 | #VALUE! | #VALUE! | #VALUE! | #VALUE! | #VALUE! | #VALUE!
[9 empty] | #VALUE! | #VALUE! | #VALUE! | #VALUE! | #VALUE! | #VALUE! | #VALUE! | #VALUE! | #VALUE! | 459 | #VALUE! | #VALUE! | #VALUE! | #VALUE! | #VALUE! | #VALUE!
[9 empty] | #VALUE! | #VALUE! | #VALUE! | #VALUE! | #VALUE! | #VALUE! | #VALUE! | #VALUE! | #VALUE! | 460 | #VALUE! | #VALUE! | #VALUE! | #VALUE! | #VALUE! | #VALUE!
[9 empty] | #VALUE! | #VALUE! | #VALUE! | #VALUE! | #VALUE! | #VALUE! | #VALUE! | #VALUE! | #VALUE! | 461 | #VALUE! | #VALUE! | #VALUE! | #VALUE! | #VALUE! | #VALUE!
[9 empty] | #VALUE! | #VALUE! | #VALUE! | #VALUE! | #VALUE! | #VALUE! | #VALUE! | #VALUE! | #VALUE! | 462 | #VALUE! | #VALUE! | #VALUE! | #VALUE! | #VALUE! | #VALUE!
[9 empty] | #VALUE! | #VALUE! | #VALUE! | #VALUE! | #VALUE! | #VALUE! | #VALUE! | #VALUE! | #VALUE! | 463 | #VALUE! | #VALUE! | #VALUE! | #VALUE! | #VALUE! | #VALUE!
[9 empty] | #VALUE! | #VALUE! | #VALUE! | #VALUE! | #VALUE! | #VALUE! | #VALUE! | #VALUE! | #VALUE! | 464 | #VALUE! | #VALUE! | #VALUE! | #VALUE! | #VALUE! | #VALUE!
[9 empty] | #VALUE! | #VALUE! | #VALUE! | #VALUE! | #VALUE! | #VALUE! | #VALUE! | #VALUE! | #VALUE! | 465 | #VALUE! | #VALUE! | #VALUE! | #VALUE! | #VALUE! | #VALUE!
[9 empty] | #VALUE! | #VALUE! | #VALUE! | #VALUE! | #VALUE! | #VALUE! | #VALUE! | #VALUE! | #VALUE! | 466 | #VALUE! | #VALUE! | #VALUE! | #VALUE! | #VALUE! | #VALUE!
[9 empty] | #VALUE! | #VALUE! | #VALUE! | #VALUE! | #VALUE! | #VALUE! | #VALUE! | #VALUE! | #VALUE! | 467 | #VALUE! | #VALUE! | #VALUE! | #VALUE! | #VALUE! | #VALUE!
[9 empty] | #VALUE! | #VALUE! | #VALUE! | #VALUE! | #VALUE! | #VALUE! | #VALUE! | #VALUE! | #VALUE! | 468 | #VALUE! | #VALUE! | #VALUE! | #VALUE! | #VALUE! | #VALUE!
[9 empty] | #VALUE! | #VALUE! | #VALUE! | #VALUE! | #VALUE! | #VALUE! | #VALUE! | #VALUE! | #VALUE! | 469 | #VALUE! | #VALUE! | #VALUE! | #VALUE! | #VALUE! | #VALUE!
[9 empty] | #VALUE! | #VALUE! | #VALUE! | #VALUE! | #VALUE! | #VALUE! | #VALUE! | #VALUE! | #VALUE! | 470 | #VALUE! | #VALUE! | #VALUE! | #VALUE! | #VALUE! | #VALUE!
[9 empty] | #VALUE! | #VALUE! | #VALUE! | #VALUE! | #VALUE! | #VALUE! | #VALUE! | #VALUE! | #VALUE! | 471 | #VALUE! | #VALUE! | #VALUE! | #VALUE! | #VALUE! | #VALUE!
[9 empty] | #VALUE! | #VALUE! | #VALUE! | #VALUE! | #VALUE! | #VALUE! | #VALUE! | #VALUE! | #VALUE! | 472 | #VALUE! | #VALUE! | #VALUE! | #VALUE! | #VALUE! | #VALUE!
[9 empty] | #VALUE! | #VALUE! | #VALUE! | #VALUE! | #VALUE! | #VALUE! | #VALUE! | #VALUE! | #VALUE! | 473 | #VALUE! | #VALUE! | #VALUE! | #VALUE! | #VALUE! | #VALUE!
[9 empty] | #VALUE! | #VALUE! | #VALUE! | #VALUE! | #VALUE! | #VALUE! | #VALUE! | #VALUE! | #VALUE! | 474 | #VALUE! | #VALUE! | #VALUE! | #VALUE! | #VALUE! | #VALUE!
[9 empty] | #VALUE! | #VALUE! | #VALUE! | #VALUE! | #VALUE! | #VALUE! | #VALUE! | #VALUE! | #VALUE! | 475 | #VALUE! | #VALUE! | #VALUE! | #VALUE! | #VALUE! | #VALUE!
[9 empty] | #VALUE! | #VALUE! | #VALUE! | #VALUE! | #VALUE! | #VALUE! | #VALUE! | #VALUE! | #VALUE! | 476 | #VALUE! | #VALUE! | #VALUE! | #VALUE! | #VALUE! | #VALUE!
[9 empty] | #VALUE! | #VALUE! | #VALUE! | #VALUE! | #VALUE! | #VALUE! | #VALUE! | #VALUE! | #VALUE! | 477 | #VALUE! | #VALUE! | #VALUE! | #VALUE! | #VALUE! | #VALUE!
[9 empty] | #VALUE! | #VALUE! | #VALUE! | #VALUE! | #VALUE! | #VALUE! | #VALUE! | #VALUE! | #VALUE! | 478 | #VALUE! | #VALUE! | #VALUE! | #VALUE! | #VALUE! | #VALUE!
[9 empty] | #VALUE! | #VALUE! | #VALUE! | #VALUE! | #VALUE! | #VALUE! | #VALUE! | #VALUE! | #VALUE! | 479 | #VALUE! | #VALUE! | #VALUE! | #VALUE! | #VALUE! | #VALUE!
[9 empty] | #VALUE! | #VALUE! | #VALUE! | #VALUE! | #VALUE! | #VALUE! | #VALUE! | #VALUE! | #VALUE! | 480 | #VALUE! | #VALUE! | #VALUE! | #VALUE! | #VALUE! | #VALUE!
[9 empty] | #VALUE! | #VALUE! | #VALUE! | #VALUE! | #VALUE! | #VALUE! | #VALUE! | #VALUE! | #VALUE! | 481 | #VALUE! | #VALUE! | #VALUE! | #VALUE! | #VALUE! | #VALUE!
[9 empty] | #VALUE! | #VALUE! | #VALUE! | #VALUE! | #VALUE! | #VALUE! | #VALUE! | #VALUE! | #VALUE! | 482 | #VALUE! | #VALUE! | #VALUE! | #VALUE! | #VALUE! | #VALUE!
[9 empty] | #VALUE! | #VALUE! | #VALUE! | #VALUE! | #VALUE! | #VALUE! | #VALUE! | #VALUE! | #VALUE! | 483 | #VALUE! | #VALUE! | #VALUE! | #VALUE! | #VALUE! | #VALUE!
[9 empty] | #VALUE! | #VALUE! | #VALUE! | #VALUE! | #VALUE! | #VALUE! | #VALUE! | #VALUE! | #VALUE! | 484 | #VALUE! | #VALUE! | #VALUE! | #VALUE! | #VALUE! | #VALUE!
[9 empty] | #VALUE! | #VALUE! | #VALUE! | #VALUE! | #VALUE! | #VALUE! | #VALUE! | #VALUE! | #VALUE! | 485 | #VALUE! | #VALUE! | #VALUE! | #VALUE! | #VALUE! | #VALUE!
[9 empty] | #VALUE! | #VALUE! | #VALUE! | #VALUE! | #VALUE! | #VALUE! | #VALUE! | #VALUE! | #VALUE! | 486 | #VALUE! | #VALUE! | #VALUE! | #VALUE! | #VALUE! | #VALUE!
[9 empty] | #VALUE! | #VALUE! | #VALUE! | #VALUE! | #VALUE! | #VALUE! | #VALUE! | #VALUE! | #VALUE! | 487 | #VALUE! | #VALUE! | #VALUE! | #VALUE! | #VALUE! | #VALUE!
[9 empty] | #VALUE! | #VALUE! | #VALUE! | #VALUE! | #VALUE! | #VALUE! | #VALUE! | #VALUE! | #VALUE! | 488 | #VALUE! | #VALUE! | #VALUE! | #VALUE! | #VALUE! | #VALUE!
[9 empty] | #VALUE! | #VALUE! | #VALUE! | #VALUE! | #VALUE! | #VALUE! | #VALUE! | #VALUE! | #VALUE! | 489 | #VALUE! | #VALUE! | #VALUE! | #VALUE! | #VALUE! | #VALUE!
[9 empty] | #VALUE! | #VALUE! | #VALUE! | #VALUE! | #VALUE! | #VALUE! | #VALUE! | #VALUE! | #VALUE! | 490 | #VALUE! | #VALUE! | #VALUE! | #VALUE! | #VALUE! | #VALUE!
[9 empty] | #VALUE! | #VALUE! | #VALUE! | #VALUE! | #VALUE! | #VALUE! | #VALUE! | #VALUE! | #VALUE! | 491 | #VALUE! | #VALUE! | #VALUE! | #VALUE! | #VALUE! | #VALUE!
[9 empty] | #VALUE! | #VALUE! | #VALUE! | #VALUE! | #VALUE! | #VALUE! | #VALUE! | #VALUE! | #VALUE! | 492 | #VALUE! | #VALUE! | #VALUE! | #VALUE! | #VALUE! | #VALUE!
[9 empty] | #VALUE! | #VALUE! | #VALUE! | #VALUE! | #VALUE! | #VALUE! | #VALUE! | #VALUE! | #VALUE! | 493 | #VALUE! | #VALUE! | #VALUE! | #VALUE! | #VALUE! | #VALUE!
[9 empty] | #VALUE! | #VALUE! | #VALUE! | #VALUE! | #VALUE! | #VALUE! | #VALUE! | #VALUE! | #VALUE! | 494 | #VALUE! | #VALUE! | #VALUE! | #VALUE! | #VALUE! | #VALUE!
[9 empty] | #VALUE! | #VALUE! | #VALUE! | #VALUE! | #VALUE! | #VALUE! | #VALUE! | #VALUE! | #VALUE! | 495 | #VALUE! | #VALUE! | #VALUE! | #VALUE! | #VALUE! | #VALUE!
[9 empty] | #VALUE! | #VALUE! | #VALUE! | #VALUE! | #VALUE! | #VALUE! | #VALUE! | #VALUE! | #VALUE! | 496 | #VALUE! | #VALUE! | #VALUE! | #VALUE! | #VALUE! | #VALUE!
[9 empty] | #VALUE! | #VALUE! | #VALUE! | #VALUE! | #VALUE! | #VALUE! | #VALUE! | #VALUE! | #VALUE! | 497 | #VALUE! | #VALUE! | #VALUE! | #VALUE! | #VALUE! | #VALUE!
[9 empty] | #VALUE! | #VALUE! | #VALUE! | #VALUE! | #VALUE! | #VALUE! | #VALUE! | #VALUE! | #VALUE! | 498 | #VALUE! | #VALUE! | #VALUE! | #VALUE! | #VALUE! | #VALUE!
[9 empty] | #VALUE! | #VALUE! | #VALUE! | #VALUE! | #VALUE! | #VALUE! | #VALUE! | #VALUE! | #VALUE! | 499 | #VALUE! | #VALUE! | #VALUE! | #VALUE! | #VALUE! | #VALUE!
[9 empty] | #VALUE! | #VALUE! | #VALUE! | #VALUE! | #VALUE! | #VALUE! | #VALUE! | #VALUE! | #VALUE! | 500 | #VALUE! | #VALUE! | #VALUE! | #VALUE! | #VALUE! | #VALUE!
[9 empty] | #VALUE! | #VALUE! | #VALUE! | #VALUE! | #VALUE! | #VALUE! | #VALUE! | #VALUE! | #VALUE! | 501 | #VALUE! | #VALUE! | #VALUE! | #VALUE! | #VALUE! | #VALUE!
[9 empty] | #VALUE! | #VALUE! | #VALUE! | #VALUE! | #VALUE! | #VALUE! | #VALUE! | #VALUE! | #VALUE! | 502 | #VALUE! | #VALUE! | #VALUE! | #VALUE! | #VALUE! | #VALUE!
[9 empty] | #VALUE! | #VALUE! | #VALUE! | #VALUE! | #VALUE! | #VALUE! | #VALUE! | #VALUE! | #VALUE! | 503 | #VALUE! | #VALUE! | #VALUE! | #VALUE! | #VALUE! | #VALUE!
[9 empty] | #VALUE! | #VALUE! | #VALUE! | #VALUE! | #VALUE! | #VALUE! | #VALUE! | #VALUE! | #VALUE! | 504 | #VALUE! | #VALUE! | #VALUE! | #VALUE! | #VALUE! | #VALUE!
[9 empty] | #VALUE! | #VALUE! | #VALUE! | #VALUE! | #VALUE! | #VALUE! | #VALUE! | #VALUE! | #VALUE! | 505 | #VALUE! | #VALUE! | #VALUE! | #VALUE! | #VALUE! | #VALUE!
[9 empty] | #VALUE! | #VALUE! | #VALUE! | #VALUE! | #VALUE! | #VALUE! | #VALUE! | #VALUE! | #VALUE! | 506 | #VALUE! | #VALUE! | #VALUE! | #VALUE! | #VALUE! | #VALUE!
[9 empty] | #VALUE! | #VALUE! | #VALUE! | #VALUE! | #VALUE! | #VALUE! | #VALUE! | #VALUE! | #VALUE! | 507 | #VALUE! | #VALUE! | #VALUE! | #VALUE! | #VALUE! | #VALUE!
[9 empty] | #VALUE! | #VALUE! | #VALUE! | #VALUE! | #VALUE! | #VALUE! | #VALUE! | #VALUE! | #VALUE! | 508 | #VALUE! | #VALUE! | #VALUE! | #VALUE! | #VALUE! | #VALUE!
[9 empty] | #VALUE! | #VALUE! | #VALUE! | #VALUE! | #VALUE! | #VALUE! | #VALUE! | #VALUE! | #VALUE! | 509 | #VALUE! | #VALUE! | #VALUE! | #VALUE! | #VALUE! | #VALUE!
[9 empty] | #VALUE! | #VALUE! | #VALUE! | #VALUE! | #VALUE! | #VALUE! | #VALUE! | #VALUE! | #VALUE! | 510 | #VALUE! | #VALUE! | #VALUE! | #VALUE! | #VALUE! | #VALUE!
[9 empty] | #VALUE! | #VALUE! | #VALUE! | #VALUE! | #VALUE! | #VALUE! | #VALUE! | #VALUE! | #VALUE! | 511 | #VALUE! | #VALUE! | #VALUE! | #VALUE! | #VALUE! | #VALUE!
[9 empty] | #VALUE! | #VALUE! | #VALUE! | #VALUE! | #VALUE! | #VALUE! | #VALUE! | #VALUE! | #VALUE! | 512 | #VALUE! | #VALUE! | #VALUE! | #VALUE! | #VALUE! | #VALUE!
[9 empty] | #VALUE! | #VALUE! | #VALUE! | #VALUE! | #VALUE! | #VALUE! | #VALUE! | #VALUE! | #VALUE! | 513 | #VALUE! | #VALUE! | #VALUE! | #VALUE! | #VALUE! | #VALUE!
[9 empty] | #VALUE! | #VALUE! | #VALUE! | #VALUE! | #VALUE! | #VALUE! | #VALUE! | #VALUE! | #VALUE! | 514 | #VALUE! | #VALUE! | #VALUE! | #VALUE! | #VALUE! | #VALUE!
[9 empty] | #VALUE! | #VALUE! | #VALUE! | #VALUE! | #VALUE! | #VALUE! | #VALUE! | #VALUE! | #VALUE! | 515 | #VALUE! | #VALUE! | #VALUE! | #VALUE! | #VALUE! | #VALUE!
[9 empty] | #VALUE! | #VALUE! | #VALUE! | #VALUE! | #VALUE! | #VALUE! | #VALUE! | #VALUE! | #VALUE! | 516 | #VALUE! | #VALUE! | #VALUE! | #VALUE! | #VALUE! | #VALUE!
[9 empty] | #VALUE! | #VALUE! | #VALUE! | #VALUE! | #VALUE! | #VALUE! | #VALUE! | #VALUE! | #VALUE! | 517 | #VALUE! | #VALUE! | #VALUE! | #VALUE! | #VALUE! | #VALUE!
[9 empty] | #VALUE! | #VALUE! | #VALUE! | #VALUE! | #VALUE! | #VALUE! | #VALUE! | #VALUE! | #VALUE! | 518 | #VALUE! | #VALUE! | #VALUE! | #VALUE! | #VALUE! | #VALUE!
[9 empty] | #VALUE! | #VALUE! | #VALUE! | #VALUE! | #VALUE! | #VALUE! | #VALUE! | #VALUE! | #VALUE! | 519 | #VALUE! | #VALUE! | #VALUE! | #VALUE! | #VALUE! | #VALUE!
[9 empty] | #VALUE! | #VALUE! | #VALUE! | #VALUE! | #VALUE! | #VALUE! | #VALUE! | #VALUE! | #VALUE! | 520 | #VALUE! | #VALUE! | #VALUE! | #VALUE! | #VALUE! | #VALUE!
[9 empty] | #VALUE! | #VALUE! | #VALUE! | #VALUE! | #VALUE! | #VALUE! | #VALUE! | #VALUE! | #VALUE! | 521 | #VALUE! | #VALUE! | #VALUE! | #VALUE! | #VALUE! | #VALUE!
[9 empty] | #VALUE! | #VALUE! | #VALUE! | #VALUE! | #VALUE! | #VALUE! | #VALUE! | #VALUE! | #VALUE! | 522 | #VALUE! | #VALUE! | #VALUE! | #VALUE! | #VALUE! | #VALUE!
[9 empty] | #VALUE! | #VALUE! | #VALUE! | #VALUE! | #VALUE! | #VALUE! | #VALUE! | #VALUE! | #VALUE! | 523 | #VALUE! | #VALUE! | #VALUE! | #VALUE! | #VALUE! | #VALUE!
[9 empty] | #VALUE! | #VALUE! | #VALUE! | #VALUE! | #VALUE! | #VALUE! | #VALUE! | #VALUE! | #VALUE! | 524 | #VALUE! | #VALUE! | #VALUE! | #VALUE! | #VALUE! | #VALUE!
[9 empty] | #VALUE! | #VALUE! | #VALUE! | #VALUE! | #VALUE! | #VALUE! | #VALUE! | #VALUE! | #VALUE! | 525 | #VALUE! | #VALUE! | #VALUE! | #VALUE! | #VALUE! | #VALUE!
[9 empty] | #VALUE! | #VALUE! | #VALUE! | #VALUE! | #VALUE! | #VALUE! | #VALUE! | #VALUE! | #VALUE! | 526 | #VALUE! | #VALUE! | #VALUE! | #VALUE! | #VALUE! | #VALUE!
[9 empty] | #VALUE! | #VALUE! | #VALUE! | #VALUE! | #VALUE! | #VALUE! | #VALUE! | #VALUE! | #VALUE! | 527 | #VALUE! | #VALUE! | #VALUE! | #VALUE! | #VALUE! | #VALUE!
[9 empty] | #VALUE! | #VALUE! | #VALUE! | #VALUE! | #VALUE! | #VALUE! | #VALUE! | #VALUE! | #VALUE! | 528 | #VALUE! | #VALUE! | #VALUE! | #VALUE! | #VALUE! | #VALUE!
[9 empty] | #VALUE! | #VALUE! | #VALUE! | #VALUE! | #VALUE! | #VALUE! | #VALUE! | #VALUE! | #VALUE! | 529 | #VALUE! | #VALUE! | #VALUE! | #VALUE! | #VALUE! | #VALUE!
[9 empty] | #VALUE! | #VALUE! | #VALUE! | #VALUE! | #VALUE! | #VALUE! | #VALUE! | #VALUE! | #VALUE! | 530 | #VALUE! | #VALUE! | #VALUE! | #VALUE! | #VALUE! | #VALUE!
[9 empty] | #VALUE! | #VALUE! | #VALUE! | #VALUE! | #VALUE! | #VALUE! | #VALUE! | #VALUE! | #VALUE! | 531 | #VALUE! | #VALUE! | #VALUE! | #VALUE! | #VALUE! | #VALUE!
[9 empty] | #VALUE! | #VALUE! | #VALUE! | #VALUE! | #VALUE! | #VALUE! | #VALUE! | #VALUE! | #VALUE! | 532 | #VALUE! | #VALUE! | #VALUE! | #VALUE! | #VALUE! | #VALUE!
[9 empty] | #VALUE! | #VALUE! | #VALUE! | #VALUE! | #VALUE! | #VALUE! | #VALUE! | #VALUE! | #VALUE! | 533 | #VALUE! | #VALUE! | #VALUE! | #VALUE! | #VALUE! | #VALUE!
[9 empty] | #VALUE! | #VALUE! | #VALUE! | #VALUE! | #VALUE! | #VALUE! | #VALUE! | #VALUE! | #VALUE! | 534 | #VALUE! | #VALUE! | #VALUE! | #VALUE! | #VALUE! | #VALUE!
[9 empty] | #VALUE! | #VALUE! | #VALUE! | #VALUE! | #VALUE! | #VALUE! | #VALUE! | #VALUE! | #VALUE! | 535 | #VALUE! | #VALUE! | #VALUE! | #VALUE! | #VALUE! | #VALUE!
[9 empty] | #VALUE! | #VALUE! | #VALUE! | #VALUE! | #VALUE! | #VALUE! | #VALUE! | #VALUE! | #VALUE! | 536 | #VALUE! | #VALUE! | #VALUE! | #VALUE! | #VALUE! | #VALUE!
[9 empty] | #VALUE! | #VALUE! | #VALUE! | #VALUE! | #VALUE! | #VALUE! | #VALUE! | #VALUE! | #VALUE! | 537 | #VALUE! | #VALUE! | #VALUE! | #VALUE! | #VALUE! | #VALUE!
[9 empty] | #VALUE! | #VALUE! | #VALUE! | #VALUE! | #VALUE! | #VALUE! | #VALUE! | #VALUE! | #VALUE! | 538 | #VALUE! | #VALUE! | #VALUE! | #VALUE! | #VALUE! | #VALUE!
[9 empty] | #VALUE! | #VALUE! | #VALUE! | #VALUE! | #VALUE! | #VALUE! | #VALUE! | #VALUE! | #VALUE! | 539 | #VALUE! | #VALUE! | #VALUE! | #VALUE! | #VALUE! | #VALUE!
[9 empty] | #VALUE! | #VALUE! | #VALUE! | #VALUE! | #VALUE! | #VALUE! | #VALUE! | #VALUE! | #VALUE! | 540 | #VALUE! | #VALUE! | #VALUE! | #VALUE! | #VALUE! | #VALUE!
[9 empty] | #VALUE! | #VALUE! | #VALUE! | #VALUE! | #VALUE! | #VALUE! | #VALUE! | #VALUE! | #VALUE! | 541 | #VALUE! | #VALUE! | #VALUE! | #VALUE! | #VALUE! | #VALUE!
[9 empty] | #VALUE! | #VALUE! | #VALUE! | #VALUE! | #VALUE! | #VALUE! | #VALUE! | #VALUE! | #VALUE! | 542 | #VALUE! | #VALUE! | #VALUE! | #VALUE! | #VALUE! | #VALUE!
[9 empty] | #VALUE! | #VALUE! | #VALUE! | #VALUE! | #VALUE! | #VALUE! | #VALUE! | #VALUE! | #VALUE! | 543 | #VALUE! | #VALUE! | #VALUE! | #VALUE! | #VALUE! | #VALUE!
[9 empty] | #VALUE! | #VALUE! | #VALUE! | #VALUE! | #VALUE! | #VALUE! | #VALUE! | #VALUE! | #VALUE! | 544 | #VALUE! | #VALUE! | #VALUE! | #VALUE! | #VALUE! | #VALUE!
[9 empty] | #VALUE! | #VALUE! | #VALUE! | #VALUE! | #VALUE! | #VALUE! | #VALUE! | #VALUE! | #VALUE! | 545 | #VALUE! | #VALUE! | #VALUE! | #VALUE! | #VALUE! | #VALUE!
[9 empty] | #VALUE! | #VALUE! | #VALUE! | #VALUE! | #VALUE! | #VALUE! | #VALUE! | #VALUE! | #VALUE! | 546 | #VALUE! | #VALUE! | #VALUE! | #VALUE! | #VALUE! | #VALUE!
[9 empty] | #VALUE! | #VALUE! | #VALUE! | #VALUE! | #VALUE! | #VALUE! | #VALUE! | #VALUE! | #VALUE! | 547 | #VALUE! | #VALUE! | #VALUE! | #VALUE! | #VALUE! | #VALUE!
[9 empty] | #VALUE! | #VALUE! | #VALUE! | #VALUE! | #VALUE! | #VALUE! | #VALUE! | #VALUE! | #VALUE! | 548 | #VALUE! | #VALUE! | #VALUE! | #VALUE! | #VALUE! | #VALUE!
[9 empty] | #VALUE! | #VALUE! | #VALUE! | #VALUE! | #VALUE! | #VALUE! | #VALUE! | #VALUE! | #VALUE! | 549 | #VALUE! | #VALUE! | #VALUE! | #VALUE! | #VALUE! | #VALUE!
[9 empty] | #VALUE! | #VALUE! | #VALUE! | #VALUE! | #VALUE! | #VALUE! | #VALUE! | #VALUE! | #VALUE! | 550 | #VALUE! | #VALUE! | #VALUE! | #VALUE! | #VALUE! | #VALUE!
[9 empty] | #VALUE! | #VALUE! | #VALUE! | #VALUE! | #VALUE! | #VALUE! | #VALUE! | #VALUE! | #VALUE! | 551 | #VALUE! | #VALUE! | #VALUE! | #VALUE! | #VALUE! | #VALUE!
[9 empty] | #VALUE! | #VALUE! | #VALUE! | #VALUE! | #VALUE! | #VALUE! | #VALUE! | #VALUE! | #VALUE! | 552 | #VALUE! | #VALUE! | #VALUE! | #VALUE! | #VALUE! | #VALUE!
[9 empty] | #VALUE! | #VALUE! | #VALUE! | #VALUE! | #VALUE! | #VALUE! | #VALUE! | #VALUE! | #VALUE! | 553 | #VALUE! | #VALUE! | #VALUE! | #VALUE! | #VALUE! | #VALUE!
[9 empty] | #VALUE! | #VALUE! | #VALUE! | #VALUE! | #VALUE! | #VALUE! | #VALUE! | #VALUE! | #VALUE! | 554 | #VALUE! | #VALUE! | #VALUE! | #VALUE! | #VALUE! | #VALUE!
[9 empty] | #VALUE! | #VALUE! | #VALUE! | #VALUE! | #VALUE! | #VALUE! | #VALUE! | #VALUE! | #VALUE! | 555 | #VALUE! | #VALUE! | #VALUE! | #VALUE! | #VALUE! | #VALUE!
[9 empty] | #VALUE! | #VALUE! | #VALUE! | #VALUE! | #VALUE! | #VALUE! | #VALUE! | #VALUE! | #VALUE! | 556 | #VALUE! | #VALUE! | #VALUE! | #VALUE! | #VALUE! | #VALUE!
[9 empty] | #VALUE! | #VALUE! | #VALUE! | #VALUE! | #VALUE! | #VALUE! | #VALUE! | #VALUE! | #VALUE! | 557 | #VALUE! | #VALUE! | #VALUE! | #VALUE! | #VALUE! | #VALUE!
[9 empty] | #VALUE! | #VALUE! | #VALUE! | #VALUE! | #VALUE! | #VALUE! | #VALUE! | #VALUE! | #VALUE! | 558 | #VALUE! | #VALUE! | #VALUE! | #VALUE! | #VALUE! | #VALUE!
[9 empty] | #VALUE! | #VALUE! | #VALUE! | #VALUE! | #VALUE! | #VALUE! | #VALUE! | #VALUE! | #VALUE! | 559 | #VALUE! | #VALUE! | #VALUE! | #VALUE! | #VALUE! | #VALUE!
[9 empty] | #VALUE! | #VALUE! | #VALUE! | #VALUE! | #VALUE! | #VALUE! | #VALUE! | #VALUE! | #VALUE! | 560 | #VALUE! | #VALUE! | #VALUE! | #VALUE! | #VALUE! | #VALUE!
[9 empty] | #VALUE! | #VALUE! | #VALUE! | #VALUE! | #VALUE! | #VALUE! | #VALUE! | #VALUE! | #VALUE! | 561 | #VALUE! | #VALUE! | #VALUE! | #VALUE! | #VALUE! | #VALUE!
[9 empty] | #VALUE! | #VALUE! | #VALUE! | #VALUE! | #VALUE! | #VALUE! | #VALUE! | #VALUE! | #VALUE! | 562 | #VALUE! | #VALUE! | #VALUE! | #VALUE! | #VALUE! | #VALUE!
[9 empty] | #VALUE! | #VALUE! | #VALUE! | #VALUE! | #VALUE! | #VALUE! | #VALUE! | #VALUE! | #VALUE! | 563 | #VALUE! | #VALUE! | #VALUE! | #VALUE! | #VALUE! | #VALUE!
[9 empty] | #VALUE! | #VALUE! | #VALUE! | #VALUE! | #VALUE! | #VALUE! | #VALUE! | #VALUE! | #VALUE! | 564 | #VALUE! | #VALUE! | #VALUE! | #VALUE! | #VALUE! | #VALUE!
[9 empty] | #VALUE! | #VALUE! | #VALUE! | #VALUE! | #VALUE! | #VALUE! | #VALUE! | #VALUE! | #VALUE! | 565 | #VALUE! | #VALUE! | #VALUE! | #VALUE! | #VALUE! | #VALUE!
[9 empty] | #VALUE! | #VALUE! | #VALUE! | #VALUE! | #VALUE! | #VALUE! | #VALUE! | #VALUE! | #VALUE! | 566 | #VALUE! | #VALUE! | #VALUE! | #VALUE! | #VALUE! | #VALUE!
[9 empty] | #VALUE! | #VALUE! | #VALUE! | #VALUE! | #VALUE! | #VALUE! | #VALUE! | #VALUE! | #VALUE! | 567 | #VALUE! | #VALUE! | #VALUE! | #VALUE! | #VALUE! | #VALUE!
[9 empty] | #VALUE! | #VALUE! | #VALUE! | #VALUE! | #VALUE! | #VALUE! | #VALUE! | #VALUE! | #VALUE! | 568 | #VALUE! | #VALUE! | #VALUE! | #VALUE! | #VALUE! | #VALUE!
[9 empty] | #VALUE! | #VALUE! | #VALUE! | #VALUE! | #VALUE! | #VALUE! | #VALUE! | #VALUE! | #VALUE! | 569 | #VALUE! | #VALUE! | #VALUE! | #VALUE! | #VALUE! | #VALUE!
[9 empty] | #VALUE! | #VALUE! | #VALUE! | #VALUE! | #VALUE! | #VALUE! | #VALUE! | #VALUE! | #VALUE! | 570 | #VALUE! | #VALUE! | #VALUE! | #VALUE! | #VALUE! | #VALUE!
[9 empty] | #VALUE! | #VALUE! | #VALUE! | #VALUE! | #VALUE! | #VALUE! | #VALUE! | #VALUE! | #VALUE! | 571 | #VALUE! | #VALUE! | #VALUE! | #VALUE! | #VALUE! | #VALUE!
[9 empty] | #VALUE! | #VALUE! | #VALUE! | #VALUE! | #VALUE! | #VALUE! | #VALUE! | #VALUE! | #VALUE! | 572 | #VALUE! | #VALUE! | #VALUE! | #VALUE! | #VALUE! | #VALUE!
[9 empty] | #VALUE! | #VALUE! | #VALUE! | #VALUE! | #VALUE! | #VALUE! | #VALUE! | #VALUE! | #VALUE! | 573 | #VALUE! | #VALUE! | #VALUE! | #VALUE! | #VALUE! | #VALUE!
[9 empty] | #VALUE! | #VALUE! | #VALUE! | #VALUE! | #VALUE! | #VALUE! | #VALUE! | #VALUE! | #VALUE! | 574 | #VALUE! | #VALUE! | #VALUE! | #VALUE! | #VALUE! | #VALUE!
[9 empty] | #VALUE! | #VALUE! | #VALUE! | #VALUE! | #VALUE! | #VALUE! | #VALUE! | #VALUE! | #VALUE! | 575 | #VALUE! | #VALUE! | #VALUE! | #VALUE! | #VALUE! | #VALUE!
[9 empty] | #VALUE! | #VALUE! | #VALUE! | #VALUE! | #VALUE! | #VALUE! | #VALUE! | #VALUE! | #VALUE! | 576 | #VALUE! | #VALUE! | #VALUE! | #VALUE! | #VALUE! | #VALUE!
[9 empty] | #VALUE! | #VALUE! | #VALUE! | #VALUE! | #VALUE! | #VALUE! | #VALUE! | #VALUE! | #VALUE! | 577 | #VALUE! | #VALUE! | #VALUE! | #VALUE! | #VALUE! | #VALUE!
[9 empty] | #VALUE! | #VALUE! | #VALUE! | #VALUE! | #VALUE! | #VALUE! | #VALUE! | #VALUE! | #VALUE! | 578 | #VALUE! | #VALUE! | #VALUE! | #VALUE! | #VALUE! | #VALUE!
[9 empty] | #VALUE! | #VALUE! | #VALUE! | #VALUE! | #VALUE! | #VALUE! | #VALUE! | #VALUE! | #VALUE! | 579 | #VALUE! | #VALUE! | #VALUE! | #VALUE! | #VALUE! | #VALUE!
[9 empty] | #VALUE! | #VALUE! | #VALUE! | #VALUE! | #VALUE! | #VALUE! | #VALUE! | #VALUE! | #VALUE! | 580 | #VALUE! | #VALUE! | #VALUE! | #VALUE! | #VALUE! | #VALUE!
[9 empty] | #VALUE! | #VALUE! | #VALUE! | #VALUE! | #VALUE! | #VALUE! | #VALUE! | #VALUE! | #VALUE! | 581 | #VALUE! | #VALUE! | #VALUE! | #VALUE! | #VALUE! | #VALUE!
[9 empty] | #VALUE! | #VALUE! | #VALUE! | #VALUE! | #VALUE! | #VALUE! | #VALUE! | #VALUE! | #VALUE! | 582 | #VALUE! | #VALUE! | #VALUE! | #VALUE! | #VALUE! | #VALUE!
[9 empty] | #VALUE! | #VALUE! | #VALUE! | #VALUE! | #VALUE! | #VALUE! | #VALUE! | #VALUE! | #VALUE! | 583 | #VALUE! | #VALUE! | #VALUE! | #VALUE! | #VALUE! | #VALUE!
[9 empty] | #VALUE! | #VALUE! | #VALUE! | #VALUE! | #VALUE! | #VALUE! | #VALUE! | #VALUE! | #VALUE! | 584 | #VALUE! | #VALUE! | #VALUE! | #VALUE! | #VALUE! | #VALUE!
[9 empty] | #VALUE! | #VALUE! | #VALUE! | #VALUE! | #VALUE! | #VALUE! | #VALUE! | #VALUE! | #VALUE! | 585 | #VALUE! | #VALUE! | #VALUE! | #VALUE! | #VALUE! | #VALUE!
[9 empty] | #VALUE! | #VALUE! | #VALUE! | #VALUE! | #VALUE! | #VALUE! | #VALUE! | #VALUE! | #VALUE! | 586 | #VALUE! | #VALUE! | #VALUE! | #VALUE! | #VALUE! | #VALUE!
[9 empty] | #VALUE! | #VALUE! | #VALUE! | #VALUE! | #VALUE! | #VALUE! | #VALUE! | #VALUE! | #VALUE! | 587 | #VALUE! | #VALUE! | #VALUE! | #VALUE! | #VALUE! | #VALUE!
[9 empty] | #VALUE! | #VALUE! | #VALUE! | #VALUE! | #VALUE! | #VALUE! | #VALUE! | #VALUE! | #VALUE! | 588 | #VALUE! | #VALUE! | #VALUE! | #VALUE! | #VALUE! | #VALUE!
[9 empty] | #VALUE! | #VALUE! | #VALUE! | #VALUE! | #VALUE! | #VALUE! | #VALUE! | #VALUE! | #VALUE! | 589 | #VALUE! | #VALUE! | #VALUE! | #VALUE! | #VALUE! | #VALUE!
[9 empty] | #VALUE! | #VALUE! | #VALUE! | #VALUE! | #VALUE! | #VALUE! | #VALUE! | #VALUE! | #VALUE! | 590 | #VALUE! | #VALUE! | #VALUE! | #VALUE! | #VALUE! | #VALUE!
[9 empty] | #VALUE! | #VALUE! | #VALUE! | #VALUE! | #VALUE! | #VALUE! | #VALUE! | #VALUE! | #VALUE! | 591 | #VALUE! | #VALUE! | #VALUE! | #VALUE! | #VALUE! | #VALUE!
[9 empty] | #VALUE! | #VALUE! | #VALUE! | #VALUE! | #VALUE! | #VALUE! | #VALUE! | #VALUE! | #VALUE! | 592 | #VALUE! | #VALUE! | #VALUE! | #VALUE! | #VALUE! | #VALUE!
[9 empty] | #VALUE! | #VALUE! | #VALUE! | #VALUE! | #VALUE! | #VALUE! | #VALUE! | #VALUE! | #VALUE! | 593 | #VALUE! | #VALUE! | #VALUE! | #VALUE! | #VALUE! | #VALUE!
[9 empty] | #VALUE! | #VALUE! | #VALUE! | #VALUE! | #VALUE! | #VALUE! | #VALUE! | #VALUE! | #VALUE! | 594 | #VALUE! | #VALUE! | #VALUE! | #VALUE! | #VALUE! | #VALUE!
[9 empty] | #VALUE! | #VALUE! | #VALUE! | #VALUE! | #VALUE! | #VALUE! | #VALUE! | #VALUE! | #VALUE! | 595 | #VALUE! | #VALUE! | #VALUE! | #VALUE! | #VALUE! | #VALUE!
[9 empty] | #VALUE! | #VALUE! | #VALUE! | #VALUE! | #VALUE! | #VALUE! | #VALUE! | #VALUE! | #VALUE! | 596 | #VALUE! | #VALUE! | #VALUE! | #VALUE! | #VALUE! | #VALUE!
[9 empty] | #VALUE! | #VALUE! | #VALUE! | #VALUE! | #VALUE! | #VALUE! | #VALUE! | #VALUE! | #VALUE! | 597 | #VALUE! | #VALUE! | #VALUE! | #VALUE! | #VALUE! | #VALUE!
[9 empty] | #VALUE! | #VALUE! | #VALUE! | #VALUE! | #VALUE! | #VALUE! | #VALUE! | #VALUE! | #VALUE! | 598 | #VALUE! | #VALUE! | #VALUE! | #VALUE! | #VALUE! | #VALUE!
[9 empty] | #VALUE! | #VALUE! | #VALUE! | #VALUE! | #VALUE! | #VALUE! | #VALUE! | #VALUE! | #VALUE! | 599 | #VALUE! | #VALUE! | #VALUE! | #VALUE! | #VALUE! | #VALUE!
[9 empty] | #VALUE! | #VALUE! | #VALUE! | #VALUE! | #VALUE! | #VALUE! | #VALUE! | #VALUE! | #VALUE! | 600 | #VALUE! | #VALUE! | #VALUE! | #VALUE! | #VALUE! | #VALUE!
[9 empty] | #VALUE! | #VALUE! | #VALUE! | #VALUE! | #VALUE! | #VALUE! | #VALUE! | #VALUE! | #VALUE! | 601 | #VALUE! | #VALUE! | #VALUE! | #VALUE! | #VALUE! | #VALUE!
[9 empty] | #VALUE! | #VALUE! | #VALUE! | #VALUE! | #VALUE! | #VALUE! | #VALUE! | #VALUE! | #VALUE! | 602 | #VALUE! | #VALUE! | #VALUE! | #VALUE! | #VALUE! | #VALUE!
[9 empty] | #VALUE! | #VALUE! | #VALUE! | #VALUE! | #VALUE! | #VALUE! | #VALUE! | #VALUE! | #VALUE! | 603 | #VALUE! | #VALUE! | #VALUE! | #VALUE! | #VALUE! | #VALUE!
[9 empty] | #VALUE! | #VALUE! | #VALUE! | #VALUE! | #VALUE! | #VALUE! | #VALUE! | #VALUE! | #VALUE! | 604 | #VALUE! | #VALUE! | #VALUE! | #VALUE! | #VALUE! | #VALUE!
[9 empty] | #VALUE! | #VALUE! | #VALUE! | #VALUE! | #VALUE! | #VALUE! | #VALUE! | #VALUE! | #VALUE! | 605 | #VALUE! | #VALUE! | #VALUE! | #VALUE! | #VALUE! | #VALUE!
[9 empty] | #VALUE! | #VALUE! | #VALUE! | #VALUE! | #VALUE! | #VALUE! | #VALUE! | #VALUE! | #VALUE! | 606 | #VALUE! | #VALUE! | #VALUE! | #VALUE! | #VALUE! | #VALUE!
[9 empty] | #VALUE! | #VALUE! | #VALUE! | #VALUE! | #VALUE! | #VALUE! | #VALUE! | #VALUE! | #VALUE! | 607 | #VALUE! | #VALUE! | #VALUE! | #VALUE! | #VALUE! | #VALUE!
[9 empty] | #VALUE! | #VALUE! | #VALUE! | #VALUE! | #VALUE! | #VALUE! | #VALUE! | #VALUE! | #VALUE! | 608 | #VALUE! | #VALUE! | #VALUE! | #VALUE! | #VALUE! | #VALUE!
[9 empty] | #VALUE! | #VALUE! | #VALUE! | #VALUE! | #VALUE! | #VALUE! | #VALUE! | #VALUE! | #VALUE! | 609 | #VALUE! | #VALUE! | #VALUE! | #VALUE! | #VALUE! | #VALUE!
[9 empty] | #VALUE! | #VALUE! | #VALUE! | #VALUE! | #VALUE! | #VALUE! | #VALUE! | #VALUE! | #VALUE! | 610 | #VALUE! | #VALUE! | #VALUE! | #VALUE! | #VALUE! | #VALUE!
[9 empty] | #VALUE! | #VALUE! | #VALUE! | #VALUE! | #VALUE! | #VALUE! | #VALUE! | #VALUE! | #VALUE! | 611 | #VALUE! | #VALUE! | #VALUE! | #VALUE! | #VALUE! | #VALUE!
[9 empty] | #VALUE! | #VALUE! | #VALUE! | #VALUE! | #VALUE! | #VALUE! | #VALUE! | #VALUE! | #VALUE! | 612 | #VALUE! | #VALUE! | #VALUE! | #VALUE! | #VALUE! | #VALUE!
[9 empty] | #VALUE! | #VALUE! | #VALUE! | #VALUE! | #VALUE! | #VALUE! | #VALUE! | #VALUE! | #VALUE! | 613 | #VALUE! | #VALUE! | #VALUE! | #VALUE! | #VALUE! | #VALUE!
[9 empty] | #VALUE! | #VALUE! | #VALUE! | #VALUE! | #VALUE! | #VALUE! | #VALUE! | #VALUE! | #VALUE! | 614 | #VALUE! | #VALUE! | #VALUE! | #VALUE! | #VALUE! | #VALUE!
[9 empty] | #VALUE! | #VALUE! | #VALUE! | #VALUE! | #VALUE! | #VALUE! | #VALUE! | #VALUE! | #VALUE! | 615 | #VALUE! | #VALUE! | #VALUE! | #VALUE! | #VALUE! | #VALUE!
[9 empty] | #VALUE! | #VALUE! | #VALUE! | #VALUE! | #VALUE! | #VALUE! | #VALUE! | #VALUE! | #VALUE! | 616 | #VALUE! | #VALUE! | #VALUE! | #VALUE! | #VALUE! | #VALUE!
[9 empty] | #VALUE! | #VALUE! | #VALUE! | #VALUE! | #VALUE! | #VALUE! | #VALUE! | #VALUE! | #VALUE! | 617 | #VALUE! | #VALUE! | #VALUE! | #VALUE! | #VALUE! | #VALUE!
[9 empty] | #VALUE! | #VALUE! | #VALUE! | #VALUE! | #VALUE! | #VALUE! | #VALUE! | #VALUE! | #VALUE! | 618 | #VALUE! | #VALUE! | #VALUE! | #VALUE! | #VALUE! | #VALUE!
[9 empty] | #VALUE! | #VALUE! | #VALUE! | #VALUE! | #VALUE! | #VALUE! | #VALUE! | #VALUE! | #VALUE! | 619 | #VALUE! | #VALUE! | #VALUE! | #VALUE! | #VALUE! | #VALUE!
[9 empty] | #VALUE! | #VALUE! | #VALUE! | #VALUE! | #VALUE! | #VALUE! | #VALUE! | #VALUE! | #VALUE! | 620 | #VALUE! | #VALUE! | #VALUE! | #VALUE! | #VALUE! | #VALUE!
[9 empty] | #VALUE! | #VALUE! | #VALUE! | #VALUE! | #VALUE! | #VALUE! | #VALUE! | #VALUE! | #VALUE! | 621 | #VALUE! | #VALUE! | #VALUE! | #VALUE! | #VALUE! | #VALUE!
[9 empty] | #VALUE! | #VALUE! | #VALUE! | #VALUE! | #VALUE! | #VALUE! | #VALUE! | #VALUE! | #VALUE! | 622 | #VALUE! | #VALUE! | #VALUE! | #VALUE! | #VALUE! | #VALUE!
[9 empty] | #VALUE! | #VALUE! | #VALUE! | #VALUE! | #VALUE! | #VALUE! | #VALUE! | #VALUE! | #VALUE! | 623 | #VALUE! | #VALUE! | #VALUE! | #VALUE! | #VALUE! | #VALUE!
[9 empty] | #VALUE! | #VALUE! | #VALUE! | #VALUE! | #VALUE! | #VALUE! | #VALUE! | #VALUE! | #VALUE! | 624 | #VALUE! | #VALUE! | #VALUE! | #VALUE! | #VALUE! | #VALUE!
[9 empty] | #VALUE! | #VALUE! | #VALUE! | #VALUE! | #VALUE! | #VALUE! | #VALUE! | #VALUE! | #VALUE! | 625 | #VALUE! | #VALUE! | #VALUE! | #VALUE! | #VALUE! | #VALUE!
[9 empty] | #VALUE! | #VALUE! | #VALUE! | #VALUE! | #VALUE! | #VALUE! | #VALUE! | #VALUE! | #VALUE! | 626 | #VALUE! | #VALUE! | #VALUE! | #VALUE! | #VALUE! | #VALUE!
[9 empty] | #VALUE! | #VALUE! | #VALUE! | #VALUE! | #VALUE! | #VALUE! | #VALUE! | #VALUE! | #VALUE! | 627 | #VALUE! | #VALUE! | #VALUE! | #VALUE! | #VALUE! | #VALUE!
[9 empty] | #VALUE! | #VALUE! | #VALUE! | #VALUE! | #VALUE! | #VALUE! | #VALUE! | #VALUE! | #VALUE! | 628 | #VALUE! | #VALUE! | #VALUE! | #VALUE! | #VALUE! | #VALUE!
[9 empty] | #VALUE! | #VALUE! | #VALUE! | #VALUE! | #VALUE! | #VALUE! | #VALUE! | #VALUE! | #VALUE! | 629 | #VALUE! | #VALUE! | #VALUE! | #VALUE! | #VALUE! | #VALUE!
[9 empty] | #VALUE! | #VALUE! | #VALUE! | #VALUE! | #VALUE! | #VALUE! | #VALUE! | #VALUE! | #VALUE! | 630 | #VALUE! | #VALUE! | #VALUE! | #VALUE! | #VALUE! | #VALUE!
[9 empty] | #VALUE! | #VALUE! | #VALUE! | #VALUE! | #VALUE! | #VALUE! | #VALUE! | #VALUE! | #VALUE! | 631 | #VALUE! | #VALUE! | #VALUE! | #VALUE! | #VALUE! | #VALUE!
[9 empty] | #VALUE! | #VALUE! | #VALUE! | #VALUE! | #VALUE! | #VALUE! | #VALUE! | #VALUE! | #VALUE! | 632 | #VALUE! | #VALUE! | #VALUE! | #VALUE! | #VALUE! | #VALUE!
[9 empty] | #VALUE! | #VALUE! | #VALUE! | #VALUE! | #VALUE! | #VALUE! | #VALUE! | #VALUE! | #VALUE! | 633 | #VALUE! | #VALUE! | #VALUE! | #VALUE! | #VALUE! | #VALUE!
[9 empty] | #VALUE! | #VALUE! | #VALUE! | #VALUE! | #VALUE! | #VALUE! | #VALUE! | #VALUE! | #VALUE! | 634 | #VALUE! | #VALUE! | #VALUE! | #VALUE! | #VALUE! | #VALUE!
[9 empty] | #VALUE! | #VALUE! | #VALUE! | #VALUE! | #VALUE! | #VALUE! | #VALUE! | #VALUE! | #VALUE! | 635 | #VALUE! | #VALUE! | #VALUE! | #VALUE! | #VALUE! | #VALUE!
[9 empty] | #VALUE! | #VALUE! | #VALUE! | #VALUE! | #VALUE! | #VALUE! | #VALUE! | #VALUE! | #VALUE! | 636 | #VALUE! | #VALUE! | #VALUE! | #VALUE! | #VALUE! | #VALUE!
[9 empty] | #VALUE! | #VALUE! | #VALUE! | #VALUE! | #VALUE! | #VALUE! | #VALUE! | #VALUE! | #VALUE! | 637 | #VALUE! | #VALUE! | #VALUE! | #VALUE! | #VALUE! | #VALUE!
[9 empty] | #VALUE! | #VALUE! | #VALUE! | #VALUE! | #VALUE! | #VALUE! | #VALUE! | #VALUE! | #VALUE! | 638 | #VALUE! | #VALUE! | #VALUE! | #VALUE! | #VALUE! | #VALUE!
[9 empty] | #VALUE! | #VALUE! | #VALUE! | #VALUE! | #VALUE! | #VALUE! | #VALUE! | #VALUE! | #VALUE! | 639 | #VALUE! | #VALUE! | #VALUE! | #VALUE! | #VALUE! | #VALUE!
[9 empty] | #VALUE! | #VALUE! | #VALUE! | #VALUE! | #VALUE! | #VALUE! | #VALUE! | #VALUE! | #VALUE! | 640 | #VALUE! | #VALUE! | #VALUE! | #VALUE! | #VALUE! | #VALUE!
[9 empty] | #VALUE! | #VALUE! | #VALUE! | #VALUE! | #VALUE! | #VALUE! | #VALUE! | #VALUE! | #VALUE! | 641 | #VALUE! | #VALUE! | #VALUE! | #VALUE! | #VALUE! | #VALUE!
[9 empty] | #VALUE! | #VALUE! | #VALUE! | #VALUE! | #VALUE! | #VALUE! | #VALUE! | #VALUE! | #VALUE! | 642 | #VALUE! | #VALUE! | #VALUE! | #VALUE! | #VALUE! | #VALUE!
[9 empty] | #VALUE! | #VALUE! | #VALUE! | #VALUE! | #VALUE! | #VALUE! | #VALUE! | #VALUE! | #VALUE! | 643 | #VALUE! | #VALUE! | #VALUE! | #VALUE! | #VALUE! | #VALUE!
[9 empty] | #VALUE! | #VALUE! | #VALUE! | #VALUE! | #VALUE! | #VALUE! | #VALUE! | #VALUE! | #VALUE! | 644 | #VALUE! | #VALUE! | #VALUE! | #VALUE! | #VALUE! | #VALUE!
[9 empty] | #VALUE! | #VALUE! | #VALUE! | #VALUE! | #VALUE! | #VALUE! | #VALUE! | #VALUE! | #VALUE! | 645 | #VALUE! | #VALUE! | #VALUE! | #VALUE! | #VALUE! | #VALUE!
[9 empty] | #VALUE! | #VALUE! | #VALUE! | #VALUE! | #VALUE! | #VALUE! | #VALUE! | #VALUE! | #VALUE! | 646 | #VALUE! | #VALUE! | #VALUE! | #VALUE! | #VALUE! | #VALUE!
[9 empty] | #VALUE! | #VALUE! | #VALUE! | #VALUE! | #VALUE! | #VALUE! | #VALUE! | #VALUE! | #VALUE! | 647 | #VALUE! | #VALUE! | #VALUE! | #VALUE! | #VALUE! | #VALUE!
[9 empty] | #VALUE! | #VALUE! | #VALUE! | #VALUE! | #VALUE! | #VALUE! | #VALUE! | #VALUE! | #VALUE! | 648 | #VALUE! | #VALUE! | #VALUE! | #VALUE! | #VALUE! | #VALUE!
[9 empty] | #VALUE! | #VALUE! | #VALUE! | #VALUE! | #VALUE! | #VALUE! | #VALUE! | #VALUE! | #VALUE! | 649 | #VALUE! | #VALUE! | #VALUE! | #VALUE! | #VALUE! | #VALUE!
[9 empty] | #VALUE! | #VALUE! | #VALUE! | #VALUE! | #VALUE! | #VALUE! | #VALUE! | #VALUE! | #VALUE! | 650 | #VALUE! | #VALUE! | #VALUE! | #VALUE! | #VALUE! | #VALUE!
[9 empty] | #VALUE! | #VALUE! | #VALUE! | #VALUE! | #VALUE! | #VALUE! | #VALUE! | #VALUE! | #VALUE! | 651 | #VALUE! | #VALUE! | #VALUE! | #VALUE! | #VALUE! | #VALUE!
[9 empty] | #VALUE! | #VALUE! | #VALUE! | #VALUE! | #VALUE! | #VALUE! | #VALUE! | #VALUE! | #VALUE! | 652 | #VALUE! | #VALUE! | #VALUE! | #VALUE! | #VALUE! | #VALUE!
[9 empty] | #VALUE! | #VALUE! | #VALUE! | #VALUE! | #VALUE! | #VALUE! | #VALUE! | #VALUE! | #VALUE! | 653 | #VALUE! | #VALUE! | #VALUE! | #VALUE! | #VALUE! | #VALUE!
[9 empty] | #VALUE! | #VALUE! | #VALUE! | #VALUE! | #VALUE! | #VALUE! | #VALUE! | #VALUE! | #VALUE! | 654 | #VALUE! | #VALUE! | #VALUE! | #VALUE! | #VALUE! | #VALUE!
[9 empty] | #VALUE! | #VALUE! | #VALUE! | #VALUE! | #VALUE! | #VALUE! | #VALUE! | #VALUE! | #VALUE! | 655 | #VALUE! | #VALUE! | #VALUE! | #VALUE! | #VALUE! | #VALUE!
[9 empty] | #VALUE! | #VALUE! | #VALUE! | #VALUE! | #VALUE! | #VALUE! | #VALUE! | #VALUE! | #VALUE! | 656 | #VALUE! | #VALUE! | #VALUE! | #VALUE! | #VALUE! | #VALUE!
[9 empty] | #VALUE! | #VALUE! | #VALUE! | #VALUE! | #VALUE! | #VALUE! | #VALUE! | #VALUE! | #VALUE! | 657 | #VALUE! | #VALUE! | #VALUE! | #VALUE! | #VALUE! | #VALUE!
[9 empty] | #VALUE! | #VALUE! | #VALUE! | #VALUE! | #VALUE! | #VALUE! | #VALUE! | #VALUE! | #VALUE! | 658 | #VALUE! | #VALUE! | #VALUE! | #VALUE! | #VALUE! | #VALUE!
[9 empty] | #VALUE! | #VALUE! | #VALUE! | #VALUE! | #VALUE! | #VALUE! | #VALUE! | #VALUE! | #VALUE! | 659 | #VALUE! | #VALUE! | #VALUE! | #VALUE! | #VALUE! | #VALUE!
[9 empty] | #VALUE! | #VALUE! | #VALUE! | #VALUE! | #VALUE! | #VALUE! | #VALUE! | #VALUE! | #VALUE! | 660 | #VALUE! | #VALUE! | #VALUE! | #VALUE! | #VALUE! | #VALUE!
[9 empty] | #VALUE! | #VALUE! | #VALUE! | #VALUE! | #VALUE! | #VALUE! | #VALUE! | #VALUE! | #VALUE! | 661 | #VALUE! | #VALUE! | #VALUE! | #VALUE! | #VALUE! | #VALUE!
[9 empty] | #VALUE! | #VALUE! | #VALUE! | #VALUE! | #VALUE! | #VALUE! | #VALUE! | #VALUE! | #VALUE! | 662 | #VALUE! | #VALUE! | #VALUE! | #VALUE! | #VALUE! | #VALUE!
[9 empty] | #VALUE! | #VALUE! | #VALUE! | #VALUE! | #VALUE! | #VALUE! | #VALUE! | #VALUE! | #VALUE! | 663 | #VALUE! | #VALUE! | #VALUE! | #VALUE! | #VALUE! | #VALUE!
[9 empty] | #VALUE! | #VALUE! | #VALUE! | #VALUE! | #VALUE! | #VALUE! | #VALUE! | #VALUE! | #VALUE! | 664 | #VALUE! | #VALUE! | #VALUE! | #VALUE! | #VALUE! | #VALUE!
[9 empty] | #VALUE! | #VALUE! | #VALUE! | #VALUE! | #VALUE! | #VALUE! | #VALUE! | #VALUE! | #VALUE! | 665 | #VALUE! | #VALUE! | #VALUE! | #VALUE! | #VALUE! | #VALUE!
[9 empty] | #VALUE! | #VALUE! | #VALUE! | #VALUE! | #VALUE! | #VALUE! | #VALUE! | #VALUE! | #VALUE! | 666 | #VALUE! | #VALUE! | #VALUE! | #VALUE! | #VALUE! | #VALUE!
[9 empty] | #VALUE! | #VALUE! | #VALUE! | #VALUE! | #VALUE! | #VALUE! | #VALUE! | #VALUE! | #VALUE! | 667 | #VALUE! | #VALUE! | #VALUE! | #VALUE! | #VALUE! | #VALUE!
[9 empty] | #VALUE! | #VALUE! | #VALUE! | #VALUE! | #VALUE! | #VALUE! | #VALUE! | #VALUE! | #VALUE! | 668 | #VALUE! | #VALUE! | #VALUE! | #VALUE! | #VALUE! | #VALUE!
[9 empty] | #VALUE! | #VALUE! | #VALUE! | #VALUE! | #VALUE! | #VALUE! | #VALUE! | #VALUE! | #VALUE! | 669 | #VALUE! | #VALUE! | #VALUE! | #VALUE! | #VALUE! | #VALUE!
[9 empty] | #VALUE! | #VALUE! | #VALUE! | #VALUE! | #VALUE! | #VALUE! | #VALUE! | #VALUE! | #VALUE! | 670 | #VALUE! | #VALUE! | #VALUE! | #VALUE! | #VALUE! | #VALUE!
[9 empty] | #VALUE! | #VALUE! | #VALUE! | #VALUE! | #VALUE! | #VALUE! | #VALUE! | #VALUE! | #VALUE! | 671 | #VALUE! | #VALUE! | #VALUE! | #VALUE! | #VALUE! | #VALUE!
[9 empty] | #VALUE! | #VALUE! | #VALUE! | #VALUE! | #VALUE! | #VALUE! | #VALUE! | #VALUE! | #VALUE! | 672 | #VALUE! | #VALUE! | #VALUE! | #VALUE! | #VALUE! | #VALUE!
[9 empty] | #VALUE! | #VALUE! | #VALUE! | #VALUE! | #VALUE! | #VALUE! | #VALUE! | #VALUE! | #VALUE! | 673 | #VALUE! | #VALUE! | #VALUE! | #VALUE! | #VALUE! | #VALUE!
[9 empty] | #VALUE! | #VALUE! | #VALUE! | #VALUE! | #VALUE! | #VALUE! | #VALUE! | #VALUE! | #VALUE! | 674 | #VALUE! | #VALUE! | #VALUE! | #VALUE! | #VALUE! | #VALUE!
[9 empty] | #VALUE! | #VALUE! | #VALUE! | #VALUE! | #VALUE! | #VALUE! | #VALUE! | #VALUE! | #VALUE! | 675 | #VALUE! | #VALUE! | #VALUE! | #VALUE! | #VALUE! | #VALUE!
[9 empty] | #VALUE! | #VALUE! | #VALUE! | #VALUE! | #VALUE! | #VALUE! | #VALUE! | #VALUE! | #VALUE! | 676 | #VALUE! | #VALUE! | #VALUE! | #VALUE! | #VALUE! | #VALUE!
[9 empty] | #VALUE! | #VALUE! | #VALUE! | #VALUE! | #VALUE! | #VALUE! | #VALUE! | #VALUE! | #VALUE! | 677 | #VALUE! | #VALUE! | #VALUE! | #VALUE! | #VALUE! | #VALUE!
[9 empty] | #VALUE! | #VALUE! | #VALUE! | #VALUE! | #VALUE! | #VALUE! | #VALUE! | #VALUE! | #VALUE! | 678 | #VALUE! | #VALUE! | #VALUE! | #VALUE! | #VALUE! | #VALUE!
[9 empty] | #VALUE! | #VALUE! | #VALUE! | #VALUE! | #VALUE! | #VALUE! | #VALUE! | #VALUE! | #VALUE! | 679 | #VALUE! | #VALUE! | #VALUE! | #VALUE! | #VALUE! | #VALUE!
[9 empty] | #VALUE! | #VALUE! | #VALUE! | #VALUE! | #VALUE! | #VALUE! | #VALUE! | #VALUE! | #VALUE! | 680 | #VALUE! | #VALUE! | #VALUE! | #VALUE! | #VALUE! | #VALUE!
[9 empty] | #VALUE! | #VALUE! | #VALUE! | #VALUE! | #VALUE! | #VALUE! | #VALUE! | #VALUE! | #VALUE! | 681 | #VALUE! | #VALUE! | #VALUE! | #VALUE! | #VALUE! | #VALUE!
[9 empty] | #VALUE! | #VALUE! | #VALUE! | #VALUE! | #VALUE! | #VALUE! | #VALUE! | #VALUE! | #VALUE! | 682 | #VALUE! | #VALUE! | #VALUE! | #VALUE! | #VALUE! | #VALUE!
[9 empty] | #VALUE! | #VALUE! | #VALUE! | #VALUE! | #VALUE! | #VALUE! | #VALUE! | #VALUE! | #VALUE! | 683 | #VALUE! | #VALUE! | #VALUE! | #VALUE! | #VALUE! | #VALUE!
[9 empty] | #VALUE! | #VALUE! | #VALUE! | #VALUE! | #VALUE! | #VALUE! | #VALUE! | #VALUE! | #VALUE! | 684 | #VALUE! | #VALUE! | #VALUE! | #VALUE! | #VALUE! | #VALUE!
[9 empty] | #VALUE! | #VALUE! | #VALUE! | #VALUE! | #VALUE! | #VALUE! | #VALUE! | #VALUE! | #VALUE! | 685 | #VALUE! | #VALUE! | #VALUE! | #VALUE! | #VALUE! | #VALUE!
[9 empty] | #VALUE! | #VALUE! | #VALUE! | #VALUE! | #VALUE! | #VALUE! | #VALUE! | #VALUE! | #VALUE! | 686 | #VALUE! | #VALUE! | #VALUE! | #VALUE! | #VALUE! | #VALUE!
[9 empty] | #VALUE! | #VALUE! | #VALUE! | #VALUE! | #VALUE! | #VALUE! | #VALUE! | #VALUE! | #VALUE! | 687 | #VALUE! | #VALUE! | #VALUE! | #VALUE! | #VALUE! | #VALUE!
[9 empty] | #VALUE! | #VALUE! | #VALUE! | #VALUE! | #VALUE! | #VALUE! | #VALUE! | #VALUE! | #VALUE! | 688 | #VALUE! | #VALUE! | #VALUE! | #VALUE! | #VALUE! | #VALUE!
[9 empty] | #VALUE! | #VALUE! | #VALUE! | #VALUE! | #VALUE! | #VALUE! | #VALUE! | #VALUE! | #VALUE! | 689 | #VALUE! | #VALUE! | #VALUE! | #VALUE! | #VALUE! | #VALUE!
[9 empty] | #VALUE! | #VALUE! | #VALUE! | #VALUE! | #VALUE! | #VALUE! | #VALUE! | #VALUE! | #VALUE! | 690 | #VALUE! | #VALUE! | #VALUE! | #VALUE! | #VALUE! | #VALUE!
[9 empty] | #VALUE! | #VALUE! | #VALUE! | #VALUE! | #VALUE! | #VALUE! | #VALUE! | #VALUE! | #VALUE! | 691 | #VALUE! | #VALUE! | #VALUE! | #VALUE! | #VALUE! | #VALUE!
[9 empty] | #VALUE! | #VALUE! | #VALUE! | #VALUE! | #VALUE! | #VALUE! | #VALUE! | #VALUE! | #VALUE! | 692 | #VALUE! | #VALUE! | #VALUE! | #VALUE! | #VALUE! | #VALUE!
[9 empty] | #VALUE! | #VALUE! | #VALUE! | #VALUE! | #VALUE! | #VALUE! | #VALUE! | #VALUE! | #VALUE! | 693 | #VALUE! | #VALUE! | #VALUE! | #VALUE! | #VALUE! | #VALUE!
[9 empty] | #VALUE! | #VALUE! | #VALUE! | #VALUE! | #VALUE! | #VALUE! | #VALUE! | #VALUE! | #VALUE! | 694 | #VALUE! | #VALUE! | #VALUE! | #VALUE! | #VALUE! | #VALUE!
[9 empty] | #VALUE! | #VALUE! | #VALUE! | #VALUE! | #VALUE! | #VALUE! | #VALUE! | #VALUE! | #VALUE! | 695 | #VALUE! | #VALUE! | #VALUE! | #VALUE! | #VALUE! | #VALUE!
[9 empty] | #VALUE! | #VALUE! | #VALUE! | #VALUE! | #VALUE! | #VALUE! | #VALUE! | #VALUE! | #VALUE! | 696 | #VALUE! | #VALUE! | #VALUE! | #VALUE! | #VALUE! | #VALUE!
[9 empty] | #VALUE! | #VALUE! | #VALUE! | #VALUE! | #VALUE! | #VALUE! | #VALUE! | #VALUE! | #VALUE! | 697 | #VALUE! | #VALUE! | #VALUE! | #VALUE! | #VALUE! | #VALUE!
[9 empty] | #VALUE! | #VALUE! | #VALUE! | #VALUE! | #VALUE! | #VALUE! | #VALUE! | #VALUE! | #VALUE! | 698 | #VALUE! | #VALUE! | #VALUE! | #VALUE! | #VALUE! | #VALUE!
[9 empty] | #VALUE! | #VALUE! | #VALUE! | #VALUE! | #VALUE! | #VALUE! | #VALUE! | #VALUE! | #VALUE! | 699 | #VALUE! | #VALUE! | #VALUE! | #VALUE! | #VALUE! | #VALUE!
[9 empty] | #VALUE! | #VALUE! | #VALUE! | #VALUE! | #VALUE! | #VALUE! | #VALUE! | #VALUE! | #VALUE! | 700 | #VALUE! | #VALUE! | #VALUE! | #VALUE! | #VALUE! | #VALUE!
[9 empty] | #VALUE! | #VALUE! | #VALUE! | #VALUE! | #VALUE! | #VALUE! | #VALUE! | #VALUE! | #VALUE! | 701 | #VALUE! | #VALUE! | #VALUE! | #VALUE! | #VALUE! | #VALUE!
[9 empty] | #VALUE! | #VALUE! | #VALUE! | #VALUE! | #VALUE! | #VALUE! | #VALUE! | #VALUE! | #VALUE! | 702 | #VALUE! | #VALUE! | #VALUE! | #VALUE! | #VALUE! | #VALUE!
[9 empty] | #VALUE! | #VALUE! | #VALUE! | #VALUE! | #VALUE! | #VALUE! | #VALUE! | #VALUE! | #VALUE! | 703 | #VALUE! | #VALUE! | #VALUE! | #VALUE! | #VALUE! | #VALUE!
[9 empty] | #VALUE! | #VALUE! | #VALUE! | #VALUE! | #VALUE! | #VALUE! | #VALUE! | #VALUE! | #VALUE! | 704 | #VALUE! | #VALUE! | #VALUE! | #VALUE! | #VALUE! | #VALUE!
[9 empty] | #VALUE! | #VALUE! | #VALUE! | #VALUE! | #VALUE! | #VALUE! | #VALUE! | #VALUE! | #VALUE! | 705 | #VALUE! | #VALUE! | #VALUE! | #VALUE! | #VALUE! | #VALUE!
[9 empty] | #VALUE! | #VALUE! | #VALUE! | #VALUE! | #VALUE! | #VALUE! | #VALUE! | #VALUE! | #VALUE! | 706 | #VALUE! | #VALUE! | #VALUE! | #VALUE! | #VALUE! | #VALUE!
[9 empty] | #VALUE! | #VALUE! | #VALUE! | #VALUE! | #VALUE! | #VALUE! | #VALUE! | #VALUE! | #VALUE! | 707 | #VALUE! | #VALUE! | #VALUE! | #VALUE! | #VALUE! | #VALUE!
[9 empty] | #VALUE! | #VALUE! | #VALUE! | #VALUE! | #VALUE! | #VALUE! | #VALUE! | #VALUE! | #VALUE! | 708 | #VALUE! | #VALUE! | #VALUE! | #VALUE! | #VALUE! | #VALUE!
[9 empty] | #VALUE! | #VALUE! | #VALUE! | #VALUE! | #VALUE! | #VALUE! | #VALUE! | #VALUE! | #VALUE! | 709 | #VALUE! | #VALUE! | #VALUE! | #VALUE! | #VALUE! | #VALUE!
[9 empty] | #VALUE! | #VALUE! | #VALUE! | #VALUE! | #VALUE! | #VALUE! | #VALUE! | #VALUE! | #VALUE! | 710 | #VALUE! | #VALUE! | #VALUE! | #VALUE! | #VALUE! | #VALUE!
[9 empty] | #VALUE! | #VALUE! | #VALUE! | #VALUE! | #VALUE! | #VALUE! | #VALUE! | #VALUE! | #VALUE! | 711 | #VALUE! | #VALUE! | #VALUE! | #VALUE! | #VALUE! | #VALUE!
[9 empty] | #VALUE! | #VALUE! | #VALUE! | #VALUE! | #VALUE! | #VALUE! | #VALUE! | #VALUE! | #VALUE! | 712 | #VALUE! | #VALUE! | #VALUE! | #VALUE! | #VALUE! | #VALUE!
[9 empty] | #VALUE! | #VALUE! | #VALUE! | #VALUE! | #VALUE! | #VALUE! | #VALUE! | #VALUE! | #VALUE! | 713 | #VALUE! | #VALUE! | #VALUE! | #VALUE! | #VALUE! | #VALUE!
[9 empty] | #VALUE! | #VALUE! | #VALUE! | #VALUE! | #VALUE! | #VALUE! | #VALUE! | #VALUE! | #VALUE! | 714 | #VALUE! | #VALUE! | #VALUE! | #VALUE! | #VALUE! | #VALUE!
[9 empty] | #VALUE! | #VALUE! | #VALUE! | #VALUE! | #VALUE! | #VALUE! | #VALUE! | #VALUE! | #VALUE! | 715 | #VALUE! | #VALUE! | #VALUE! | #VALUE! | #VALUE! | #VALUE!
[9 empty] | #VALUE! | #VALUE! | #VALUE! | #VALUE! | #VALUE! | #VALUE! | #VALUE! | #VALUE! | #VALUE! | 716 | #VALUE! | #VALUE! | #VALUE! | #VALUE! | #VALUE! | #VALUE!
[9 empty] | #VALUE! | #VALUE! | #VALUE! | #VALUE! | #VALUE! | #VALUE! | #VALUE! | #VALUE! | #VALUE! | 717 | #VALUE! | #VALUE! | #VALUE! | #VALUE! | #VALUE! | #VALUE!
[9 empty] | #VALUE! | #VALUE! | #VALUE! | #VALUE! | #VALUE! | #VALUE! | #VALUE! | #VALUE! | #VALUE! | 718 | #VALUE! | #VALUE! | #VALUE! | #VALUE! | #VALUE! | #VALUE!
[9 empty] | #VALUE! | #VALUE! | #VALUE! | #VALUE! | #VALUE! | #VALUE! | #VALUE! | #VALUE! | #VALUE! | 719 | #VALUE! | #VALUE! | #VALUE! | #VALUE! | #VALUE! | #VALUE!
[9 empty] | #VALUE! | #VALUE! | #VALUE! | #VALUE! | #VALUE! | #VALUE! | #VALUE! | #VALUE! | #VALUE! | 720 | #VALUE! | #VALUE! | #VALUE! | #VALUE! | #VALUE! | #VALUE!
[9 empty] | #VALUE! | #VALUE! | #VALUE! | #VALUE! | #VALUE! | #VALUE! | #VALUE! | #VALUE! | #VALUE! | 721 | #VALUE! | #VALUE! | #VALUE! | #VALUE! | #VALUE! | #VALUE!
[9 empty] | #VALUE! | #VALUE! | #VALUE! | #VALUE! | #VALUE! | #VALUE! | #VALUE! | #VALUE! | #VALUE! | 722 | #VALUE! | #VALUE! | #VALUE! | #VALUE! | #VALUE! | #VALUE!
[9 empty] | #VALUE! | #VALUE! | #VALUE! | #VALUE! | #VALUE! | #VALUE! | #VALUE! | #VALUE! | #VALUE! | 723 | #VALUE! | #VALUE! | #VALUE! | #VALUE! | #VALUE! | #VALUE!
[9 empty] | #VALUE! | #VALUE! | #VALUE! | #VALUE! | #VALUE! | #VALUE! | #VALUE! | #VALUE! | #VALUE! | 724 | #VALUE! | #VALUE! | #VALUE! | #VALUE! | #VALUE! | #VALUE!
[9 empty] | #VALUE! | #VALUE! | #VALUE! | #VALUE! | #VALUE! | #VALUE! | #VALUE! | #VALUE! | #VALUE! | 725 | #VALUE! | #VALUE! | #VALUE! | #VALUE! | #VALUE! | #VALUE!
[9 empty] | #VALUE! | #VALUE! | #VALUE! | #VALUE! | #VALUE! | #VALUE! | #VALUE! | #VALUE! | #VALUE! | 726 | #VALUE! | #VALUE! | #VALUE! | #VALUE! | #VALUE! | #VALUE!
[9 empty] | #VALUE! | #VALUE! | #VALUE! | #VALUE! | #VALUE! | #VALUE! | #VALUE! | #VALUE! | #VALUE! | 727 | #VALUE! | #VALUE! | #VALUE! | #VALUE! | #VALUE! | #VALUE!
[9 empty] | #VALUE! | #VALUE! | #VALUE! | #VALUE! | #VALUE! | #VALUE! | #VALUE! | #VALUE! | #VALUE! | 728 | #VALUE! | #VALUE! | #VALUE! | #VALUE! | #VALUE! | #VALUE!
[9 empty] | #VALUE! | #VALUE! | #VALUE! | #VALUE! | #VALUE! | #VALUE! | #VALUE! | #VALUE! | #VALUE! | 729 | #VALUE! | #VALUE! | #VALUE! | #VALUE! | #VALUE! | #VALUE!
[9 empty] | #VALUE! | #VALUE! | #VALUE! | #VALUE! | #VALUE! | #VALUE! | #VALUE! | #VALUE! | #VALUE! | 730 | #VALUE! | #VALUE! | #VALUE! | #VALUE! | #VALUE! | #VALUE!
[9 empty] | #VALUE! | #VALUE! | #VALUE! | #VALUE! | #VALUE! | #VALUE! | #VALUE! | #VALUE! | #VALUE! | 731 | #VALUE! | #VALUE! | #VALUE! | #VALUE! | #VALUE! | #VALUE!
[9 empty] | #VALUE! | #VALUE! | #VALUE! | #VALUE! | #VALUE! | #VALUE! | #VALUE! | #VALUE! | #VALUE! | 732 | #VALUE! | #VALUE! | #VALUE! | #VALUE! | #VALUE! | #VALUE!
[9 empty] | #VALUE! | #VALUE! | #VALUE! | #VALUE! | #VALUE! | #VALUE! | #VALUE! | #VALUE! | #VALUE! | 733 | #VALUE! | #VALUE! | #VALUE! | #VALUE! | #VALUE! | #VALUE!
[9 empty] | #VALUE! | #VALUE! | #VALUE! | #VALUE! | #VALUE! | #VALUE! | #VALUE! | #VALUE! | #VALUE! | 734 | #VALUE! | #VALUE! | #VALUE! | #VALUE! | #VALUE! | #VALUE!
[9 empty] | #VALUE! | #VALUE! | #VALUE! | #VALUE! | #VALUE! | #VALUE! | #VALUE! | #VALUE! | #VALUE! | 735 | #VALUE! | #VALUE! | #VALUE! | #VALUE! | #VALUE! | #VALUE!
[9 empty] | #VALUE! | #VALUE! | #VALUE! | #VALUE! | #VALUE! | #VALUE! | #VALUE! | #VALUE! | #VALUE! | 736 | #VALUE! | #VALUE! | #VALUE! | #VALUE! | #VALUE! | #VALUE!
[9 empty] | #VALUE! | #VALUE! | #VALUE! | #VALUE! | #VALUE! | #VALUE! | #VALUE! | #VALUE! | #VALUE! | 737 | #VALUE! | #VALUE! | #VALUE! | #VALUE! | #VALUE! | #VALUE!
[9 empty] | #VALUE! | #VALUE! | #VALUE! | #VALUE! | #VALUE! | #VALUE! | #VALUE! | #VALUE! | #VALUE! | 738 | #VALUE! | #VALUE! | #VALUE! | #VALUE! | #VALUE! | #VALUE!
[9 empty] | #VALUE! | #VALUE! | #VALUE! | #VALUE! | #VALUE! | #VALUE! | #VALUE! | #VALUE! | #VALUE! | 739 | #VALUE! | #VALUE! | #VALUE! | #VALUE! | #VALUE! | #VALUE!
[9 empty] | #VALUE! | #VALUE! | #VALUE! | #VALUE! | #VALUE! | #VALUE! | #VALUE! | #VALUE! | #VALUE! | 740 | #VALUE! | #VALUE! | #VALUE! | #VALUE! | #VALUE! | #VALUE!
[9 empty] | #VALUE! | #VALUE! | #VALUE! | #VALUE! | #VALUE! | #VALUE! | #VALUE! | #VALUE! | #VALUE! | 741 | #VALUE! | #VALUE! | #VALUE! | #VALUE! | #VALUE! | #VALUE!
[9 empty] | #VALUE! | #VALUE! | #VALUE! | #VALUE! | #VALUE! | #VALUE! | #VALUE! | #VALUE! | #VALUE! | 742 | #VALUE! | #VALUE! | #VALUE! | #VALUE! | #VALUE! | #VALUE!
[9 empty] | #VALUE! | #VALUE! | #VALUE! | #VALUE! | #VALUE! | #VALUE! | #VALUE! | #VALUE! | #VALUE! | 743 | #VALUE! | #VALUE! | #VALUE! | #VALUE! | #VALUE! | #VALUE!
[9 empty] | #VALUE! | #VALUE! | #VALUE! | #VALUE! | #VALUE! | #VALUE! | #VALUE! | #VALUE! | #VALUE! | 744 | #VALUE! | #VALUE! | #VALUE! | #VALUE! | #VALUE! | #VALUE!
[9 empty] | #VALUE! | #VALUE! | #VALUE! | #VALUE! | #VALUE! | #VALUE! | #VALUE! | #VALUE! | #VALUE! | 745 | #VALUE! | #VALUE! | #VALUE! | #VALUE! | #VALUE! | #VALUE!
[9 empty] | #VALUE! | #VALUE! | #VALUE! | #VALUE! | #VALUE! | #VALUE! | #VALUE! | #VALUE! | #VALUE! | 746 | #VALUE! | #VALUE! | #VALUE! | #VALUE! | #VALUE! | #VALUE!
[9 empty] | #VALUE! | #VALUE! | #VALUE! | #VALUE! | #VALUE! | #VALUE! | #VALUE! | #VALUE! | #VALUE! | 747 | #VALUE! | #VALUE! | #VALUE! | #VALUE! | #VALUE! | #VALUE!
[9 empty] | #VALUE! | #VALUE! | #VALUE! | #VALUE! | #VALUE! | #VALUE! | #VALUE! | #VALUE! | #VALUE! | 748 | #VALUE! | #VALUE! | #VALUE! | #VALUE! | #VALUE! | #VALUE!
[9 empty] | #VALUE! | #VALUE! | #VALUE! | #VALUE! | #VALUE! | #VALUE! | #VALUE! | #VALUE! | #VALUE! | 749 | #VALUE! | #VALUE! | #VALUE! | #VALUE! | #VALUE! | #VALUE!
[9 empty] | #VALUE! | #VALUE! | #VALUE! | #VALUE! | #VALUE! | #VALUE! | #VALUE! | #VALUE! | #VALUE! | 750 | #VALUE! | #VALUE! | #VALUE! | #VALUE! | #VALUE! | #VALUE!
[9 empty] | #VALUE! | #VALUE! | #VALUE! | #VALUE! | #VALUE! | #VALUE! | #VALUE! | #VALUE! | #VALUE! | 751 | #VALUE! | #VALUE! | #VALUE! | #VALUE! | #VALUE! | #VALUE!
[9 empty] | #VALUE! | #VALUE! | #VALUE! | #VALUE! | #VALUE! | #VALUE! | #VALUE! | #VALUE! | #VALUE! | 752 | #VALUE! | #VALUE! | #VALUE! | #VALUE! | #VALUE! | #VALUE!
[9 empty] | #VALUE! | #VALUE! | #VALUE! | #VALUE! | #VALUE! | #VALUE! | #VALUE! | #VALUE! | #VALUE! | 753 | #VALUE! | #VALUE! | #VALUE! | #VALUE! | #VALUE! | #VALUE!
[9 empty] | #VALUE! | #VALUE! | #VALUE! | #VALUE! | #VALUE! | #VALUE! | #VALUE! | #VALUE! | #VALUE! | 754 | #VALUE! | #VALUE! | #VALUE! | #VALUE! | #VALUE! | #VALUE!
[9 empty] | #VALUE! | #VALUE! | #VALUE! | #VALUE! | #VALUE! | #VALUE! | #VALUE! | #VALUE! | #VALUE! | 755 | #VALUE! | #VALUE! | #VALUE! | #VALUE! | #VALUE! | #VALUE!
[9 empty] | #VALUE! | #VALUE! | #VALUE! | #VALUE! | #VALUE! | #VALUE! | #VALUE! | #VALUE! | #VALUE! | 756 | #VALUE! | #VALUE! | #VALUE! | #VALUE! | #VALUE! | #VALUE!
[9 empty] | #VALUE! | #VALUE! | #VALUE! | #VALUE! | #VALUE! | #VALUE! | #VALUE! | #VALUE! | #VALUE! | 757 | #VALUE! | #VALUE! | #VALUE! | #VALUE! | #VALUE! | #VALUE!
[9 empty] | #VALUE! | #VALUE! | #VALUE! | #VALUE! | #VALUE! | #VALUE! | #VALUE! | #VALUE! | #VALUE! | 758 | #VALUE! | #VALUE! | #VALUE! | #VALUE! | #VALUE! | #VALUE!
[9 empty] | #VALUE! | #VALUE! | #VALUE! | #VALUE! | #VALUE! | #VALUE! | #VALUE! | #VALUE! | #VALUE! | 759 | #VALUE! | #VALUE! | #VALUE! | #VALUE! | #VALUE! | #VALUE!
[9 empty] | #VALUE! | #VALUE! | #VALUE! | #VALUE! | #VALUE! | #VALUE! | #VALUE! | #VALUE! | #VALUE! | 760 | #VALUE! | #VALUE! | #VALUE! | #VALUE! | #VALUE! | #VALUE!
[9 empty] | #VALUE! | #VALUE! | #VALUE! | #VALUE! | #VALUE! | #VALUE! | #VALUE! | #VALUE! | #VALUE! | 761 | #VALUE! | #VALUE! | #VALUE! | #VALUE! | #VALUE! | #VALUE!
[9 empty] | #VALUE! | #VALUE! | #VALUE! | #VALUE! | #VALUE! | #VALUE! | #VALUE! | #VALUE! | #VALUE! | 762 | #VALUE! | #VALUE! | #VALUE! | #VALUE! | #VALUE! | #VALUE!
[9 empty] | #VALUE! | #VALUE! | #VALUE! | #VALUE! | #VALUE! | #VALUE! | #VALUE! | #VALUE! | #VALUE! | 763 | #VALUE! | #VALUE! | #VALUE! | #VALUE! | #VALUE! | #VALUE!
[9 empty] | #VALUE! | #VALUE! | #VALUE! | #VALUE! | #VALUE! | #VALUE! | #VALUE! | #VALUE! | #VALUE! | 764 | #VALUE! | #VALUE! | #VALUE! | #VALUE! | #VALUE! | #VALUE!
[9 empty] | #VALUE! | #VALUE! | #VALUE! | #VALUE! | #VALUE! | #VALUE! | #VALUE! | #VALUE! | #VALUE! | 765 | #VALUE! | #VALUE! | #VALUE! | #VALUE! | #VALUE! | #VALUE!
[9 empty] | #VALUE! | #VALUE! | #VALUE! | #VALUE! | #VALUE! | #VALUE! | #VALUE! | #VALUE! | #VALUE! | 766 | #VALUE! | #VALUE! | #VALUE! | #VALUE! | #VALUE! | #VALUE!
[9 empty] | #VALUE! | #VALUE! | #VALUE! | #VALUE! | #VALUE! | #VALUE! | #VALUE! | #VALUE! | #VALUE! | 767 | #VALUE! | #VALUE! | #VALUE! | #VALUE! | #VALUE! | #VALUE!
[9 empty] | #VALUE! | #VALUE! | #VALUE! | #VALUE! | #VALUE! | #VALUE! | #VALUE! | #VALUE! | #VALUE! | 768 | #VALUE! | #VALUE! | #VALUE! | #VALUE! | #VALUE! | #VALUE!
[9 empty] | #VALUE! | #VALUE! | #VALUE! | #VALUE! | #VALUE! | #VALUE! | #VALUE! | #VALUE! | #VALUE! | 769 | #VALUE! | #VALUE! | #VALUE! | #VALUE! | #VALUE! | #VALUE!
[9 empty] | #VALUE! | #VALUE! | #VALUE! | #VALUE! | #VALUE! | #VALUE! | #VALUE! | #VALUE! | #VALUE! | 770 | #VALUE! | #VALUE! | #VALUE! | #VALUE! | #VALUE! | #VALUE!
[9 empty] | #VALUE! | #VALUE! | #VALUE! | #VALUE! | #VALUE! | #VALUE! | #VALUE! | #VALUE! | #VALUE! | 771 | #VALUE! | #VALUE! | #VALUE! | #VALUE! | #VALUE! | #VALUE!
[9 empty] | #VALUE! | #VALUE! | #VALUE! | #VALUE! | #VALUE! | #VALUE! | #VALUE! | #VALUE! | #VALUE! | 772 | #VALUE! | #VALUE! | #VALUE! | #VALUE! | #VALUE! | #VALUE!
[9 empty] | #VALUE! | #VALUE! | #VALUE! | #VALUE! | #VALUE! | #VALUE! | #VALUE! | #VALUE! | #VALUE! | 773 | #VALUE! | #VALUE! | #VALUE! | #VALUE! | #VALUE! | #VALUE!
[9 empty] | #VALUE! | #VALUE! | #VALUE! | #VALUE! | #VALUE! | #VALUE! | #VALUE! | #VALUE! | #VALUE! | 774 | #VALUE! | #VALUE! | #VALUE! | #VALUE! | #VALUE! | #VALUE!
[9 empty] | #VALUE! | #VALUE! | #VALUE! | #VALUE! | #VALUE! | #VALUE! | #VALUE! | #VALUE! | #VALUE! | 775 | #VALUE! | #VALUE! | #VALUE! | #VALUE! | #VALUE! | #VALUE!
[9 empty] | #VALUE! | #VALUE! | #VALUE! | #VALUE! | #VALUE! | #VALUE! | #VALUE! | #VALUE! | #VALUE! | 776 | #VALUE! | #VALUE! | #VALUE! | #VALUE! | #VALUE! | #VALUE!
[9 empty] | #VALUE! | #VALUE! | #VALUE! | #VALUE! | #VALUE! | #VALUE! | #VALUE! | #VALUE! | #VALUE! | 777 | #VALUE! | #VALUE! | #VALUE! | #VALUE! | #VALUE! | #VALUE!
[9 empty] | #VALUE! | #VALUE! | #VALUE! | #VALUE! | #VALUE! | #VALUE! | #VALUE! | #VALUE! | #VALUE! | 778 | #VALUE! | #VALUE! | #VALUE! | #VALUE! | #VALUE! | #VALUE!
[9 empty] | #VALUE! | #VALUE! | #VALUE! | #VALUE! | #VALUE! | #VALUE! | #VALUE! | #VALUE! | #VALUE! | 779 | #VALUE! | #VALUE! | #VALUE! | #VALUE! | #VALUE! | #VALUE!
[9 empty] | #VALUE! | #VALUE! | #VALUE! | #VALUE! | #VALUE! | #VALUE! | #VALUE! | #VALUE! | #VALUE! | 780 | #VALUE! | #VALUE! | #VALUE! | #VALUE! | #VALUE! | #VALUE!
[9 empty] | #VALUE! | #VALUE! | #VALUE! | #VALUE! | #VALUE! | #VALUE! | #VALUE! | #VALUE! | #VALUE! | 781 | #VALUE! | #VALUE! | #VALUE! | #VALUE! | #VALUE! | #VALUE!
[9 empty] | #VALUE! | #VALUE! | #VALUE! | #VALUE! | #VALUE! | #VALUE! | #VALUE! | #VALUE! | #VALUE! | 782 | #VALUE! | #VALUE! | #VALUE! | #VALUE! | #VALUE! | #VALUE!
[9 empty] | #VALUE! | #VALUE! | #VALUE! | #VALUE! | #VALUE! | #VALUE! | #VALUE! | #VALUE! | #VALUE! | 783 | #VALUE! | #VALUE! | #VALUE! | #VALUE! | #VALUE! | #VALUE!
[9 empty] | #VALUE! | #VALUE! | #VALUE! | #VALUE! | #VALUE! | #VALUE! | #VALUE! | #VALUE! | #VALUE! | 784 | #VALUE! | #VALUE! | #VALUE! | #VALUE! | #VALUE! | #VALUE!
[9 empty] | #VALUE! | #VALUE! | #VALUE! | #VALUE! | #VALUE! | #VALUE! | #VALUE! | #VALUE! | #VALUE! | 785 | #VALUE! | #VALUE! | #VALUE! | #VALUE! | #VALUE! | #VALUE!
[9 empty] | #VALUE! | #VALUE! | #VALUE! | #VALUE! | #VALUE! | #VALUE! | #VALUE! | #VALUE! | #VALUE! | 786 | #VALUE! | #VALUE! | #VALUE! | #VALUE! | #VALUE! | #VALUE!
[9 empty] | #VALUE! | #VALUE! | #VALUE! | #VALUE! | #VALUE! | #VALUE! | #VALUE! | #VALUE! | #VALUE! | 787 | #VALUE! | #VALUE! | #VALUE! | #VALUE! | #VALUE! | #VALUE!
[9 empty] | #VALUE! | #VALUE! | #VALUE! | #VALUE! | #VALUE! | #VALUE! | #VALUE! | #VALUE! | #VALUE! | 788 | #VALUE! | #VALUE! | #VALUE! | #VALUE! | #VALUE! | #VALUE!
[9 empty] | #VALUE! | #VALUE! | #VALUE! | #VALUE! | #VALUE! | #VALUE! | #VALUE! | #VALUE! | #VALUE! | 789 | #VALUE! | #VALUE! | #VALUE! | #VALUE! | #VALUE! | #VALUE!
[9 empty] | #VALUE! | #VALUE! | #VALUE! | #VALUE! | #VALUE! | #VALUE! | #VALUE! | #VALUE! | #VALUE! | 790 | #VALUE! | #VALUE! | #VALUE! | #VALUE! | #VALUE! | #VALUE!
[9 empty] | #VALUE! | #VALUE! | #VALUE! | #VALUE! | #VALUE! | #VALUE! | #VALUE! | #VALUE! | #VALUE! | 791 | #VALUE! | #VALUE! | #VALUE! | #VALUE! | #VALUE! | #VALUE!
[9 empty] | #VALUE! | #VALUE! | #VALUE! | #VALUE! | #VALUE! | #VALUE! | #VALUE! | #VALUE! | #VALUE! | 792 | #VALUE! | #VALUE! | #VALUE! | #VALUE! | #VALUE! | #VALUE!
[9 empty] | #VALUE! | #VALUE! | #VALUE! | #VALUE! | #VALUE! | #VALUE! | #VALUE! | #VALUE! | #VALUE! | 793 | #VALUE! | #VALUE! | #VALUE! | #VALUE! | #VALUE! | #VALUE!
[9 empty] | #VALUE! | #VALUE! | #VALUE! | #VALUE! | #VALUE! | #VALUE! | #VALUE! | #VALUE! | #VALUE! | 794 | #VALUE! | #VALUE! | #VALUE! | #VALUE! | #VALUE! | #VALUE!
[9 empty] | #VALUE! | #VALUE! | #VALUE! | #VALUE! | #VALUE! | #VALUE! | #VALUE! | #VALUE! | #VALUE! | 795 | #VALUE! | #VALUE! | #VALUE! | #VALUE! | #VALUE! | #VALUE!
[9 empty] | #VALUE! | #VALUE! | #VALUE! | #VALUE! | #VALUE! | #VALUE! | #VALUE! | #VALUE! | #VALUE! | 796 | #VALUE! | #VALUE! | #VALUE! | #VALUE! | #VALUE! | #VALUE!
[9 empty] | #VALUE! | #VALUE! | #VALUE! | #VALUE! | #VALUE! | #VALUE! | #VALUE! | #VALUE! | #VALUE! | 797 | #VALUE! | #VALUE! | #VALUE! | #VALUE! | #VALUE! | #VALUE!
[9 empty] | #VALUE! | #VALUE! | #VALUE! | #VALUE! | #VALUE! | #VALUE! | #VALUE! | #VALUE! | #VALUE! | 798 | #VALUE! | #VALUE! | #VALUE! | #VALUE! | #VALUE! | #VALUE!
[9 empty] | #VALUE! | #VALUE! | #VALUE! | #VALUE! | #VALUE! | #VALUE! | #VALUE! | #VALUE! | #VALUE! | 799 | #VALUE! | #VALUE! | #VALUE! | #VALUE! | #VALUE! | #VALUE!
[9 empty] | #VALUE! | #VALUE! | #VALUE! | #VALUE! | #VALUE! | #VALUE! | #VALUE! | #VALUE! | #VALUE! | 800 | #VALUE! | #VALUE! | #VALUE! | #VALUE! | #VALUE! | #VALUE!
[9 empty] | #VALUE! | #VALUE! | #VALUE! | #VALUE! | #VALUE! | #VALUE! | #VALUE! | #VALUE! | #VALUE! | 801 | #VALUE! | #VALUE! | #VALUE! | #VALUE! | #VALUE! | #VALUE!
[9 empty] | #VALUE! | #VALUE! | #VALUE! | #VALUE! | #VALUE! | #VALUE! | #VALUE! | #VALUE! | #VALUE! | 802 | #VALUE! | #VALUE! | #VALUE! | #VALUE! | #VALUE! | #VALUE!
[9 empty] | #VALUE! | #VALUE! | #VALUE! | #VALUE! | #VALUE! | #VALUE! | #VALUE! | #VALUE! | #VALUE! | 803 | #VALUE! | #VALUE! | #VALUE! | #VALUE! | #VALUE! | #VALUE!
[9 empty] | #VALUE! | #VALUE! | #VALUE! | #VALUE! | #VALUE! | #VALUE! | #VALUE! | #VALUE! | #VALUE! | 804 | #VALUE! | #VALUE! | #VALUE! | #VALUE! | #VALUE! | #VALUE!
[9 empty] | #VALUE! | #VALUE! | #VALUE! | #VALUE! | #VALUE! | #VALUE! | #VALUE! | #VALUE! | #VALUE! | 805 | #VALUE! | #VALUE! | #VALUE! | #VALUE! | #VALUE! | #VALUE!
[9 empty] | #VALUE! | #VALUE! | #VALUE! | #VALUE! | #VALUE! | #VALUE! | #VALUE! | #VALUE! | #VALUE! | 806 | #VALUE! | #VALUE! | #VALUE! | #VALUE! | #VALUE! | #VALUE!
[9 empty] | #VALUE! | #VALUE! | #VALUE! | #VALUE! | #VALUE! | #VALUE! | #VALUE! | #VALUE! | #VALUE! | 807 | #VALUE! | #VALUE! | #VALUE! | #VALUE! | #VALUE! | #VALUE!
[9 empty] | #VALUE! | #VALUE! | #VALUE! | #VALUE! | #VALUE! | #VALUE! | #VALUE! | #VALUE! | #VALUE! | 808 | #VALUE! | #VALUE! | #VALUE! | #VALUE! | #VALUE! | #VALUE!
[9 empty] | #VALUE! | #VALUE! | #VALUE! | #VALUE! | #VALUE! | #VALUE! | #VALUE! | #VALUE! | #VALUE! | 809 | #VALUE! | #VALUE! | #VALUE! | #VALUE! | #VALUE! | #VALUE!
[9 empty] | #VALUE! | #VALUE! | #VALUE! | #VALUE! | #VALUE! | #VALUE! | #VALUE! | #VALUE! | #VALUE! | 810 | #VALUE! | #VALUE! | #VALUE! | #VALUE! | #VALUE! | #VALUE!
[9 empty] | #VALUE! | #VALUE! | #VALUE! | #VALUE! | #VALUE! | #VALUE! | #VALUE! | #VALUE! | #VALUE! | 811 | #VALUE! | #VALUE! | #VALUE! | #VALUE! | #VALUE! | #VALUE!
[9 empty] | #VALUE! | #VALUE! | #VALUE! | #VALUE! | #VALUE! | #VALUE! | #VALUE! | #VALUE! | #VALUE! | 812 | #VALUE! | #VALUE! | #VALUE! | #VALUE! | #VALUE! | #VALUE!
[9 empty] | #VALUE! | #VALUE! | #VALUE! | #VALUE! | #VALUE! | #VALUE! | #VALUE! | #VALUE! | #VALUE! | 813 | #VALUE! | #VALUE! | #VALUE! | #VALUE! | #VALUE! | #VALUE!
[9 empty] | #VALUE! | #VALUE! | #VALUE! | #VALUE! | #VALUE! | #VALUE! | #VALUE! | #VALUE! | #VALUE! | 814 | #VALUE! | #VALUE! | #VALUE! | #VALUE! | #VALUE! | #VALUE!
[9 empty] | #VALUE! | #VALUE! | #VALUE! | #VALUE! | #VALUE! | #VALUE! | #VALUE! | #VALUE! | #VALUE! | 815 | #VALUE! | #VALUE! | #VALUE! | #VALUE! | #VALUE! | #VALUE!
[9 empty] | #VALUE! | #VALUE! | #VALUE! | #VALUE! | #VALUE! | #VALUE! | #VALUE! | #VALUE! | #VALUE! | 816 | #VALUE! | #VALUE! | #VALUE! | #VALUE! | #VALUE! | #VALUE!
[9 empty] | #VALUE! | #VALUE! | #VALUE! | #VALUE! | #VALUE! | #VALUE! | #VALUE! | #VALUE! | #VALUE! | 817 | #VALUE! | #VALUE! | #VALUE! | #VALUE! | #VALUE! | #VALUE!
[9 empty] | #VALUE! | #VALUE! | #VALUE! | #VALUE! | #VALUE! | #VALUE! | #VALUE! | #VALUE! | #VALUE! | 818 | #VALUE! | #VALUE! | #VALUE! | #VALUE! | #VALUE! | #VALUE!
[9 empty] | #VALUE! | #VALUE! | #VALUE! | #VALUE! | #VALUE! | #VALUE! | #VALUE! | #VALUE! | #VALUE! | 819 | #VALUE! | #VALUE! | #VALUE! | #VALUE! | #VALUE! | #VALUE!
[9 empty] | #VALUE! | #VALUE! | #VALUE! | #VALUE! | #VALUE! | #VALUE! | #VALUE! | #VALUE! | #VALUE! | 820 | #VALUE! | #VALUE! | #VALUE! | #VALUE! | #VALUE! | #VALUE!
[9 empty] | #VALUE! | #VALUE! | #VALUE! | #VALUE! | #VALUE! | #VALUE! | #VALUE! | #VALUE! | #VALUE! | 821 | #VALUE! | #VALUE! | #VALUE! | #VALUE! | #VALUE! | #VALUE!
[9 empty] | #VALUE! | #VALUE! | #VALUE! | #VALUE! | #VALUE! | #VALUE! | #VALUE! | #VALUE! | #VALUE! | 822 | #VALUE! | #VALUE! | #VALUE! | #VALUE! | #VALUE! | #VALUE!
[9 empty] | #VALUE! | #VALUE! | #VALUE! | #VALUE! | #VALUE! | #VALUE! | #VALUE! | #VALUE! | #VALUE! | 823 | #VALUE! | #VALUE! | #VALUE! | #VALUE! | #VALUE! | #VALUE!
[9 empty] | #VALUE! | #VALUE! | #VALUE! | #VALUE! | #VALUE! | #VALUE! | #VALUE! | #VALUE! | #VALUE! | 824 | #VALUE! | #VALUE! | #VALUE! | #VALUE! | #VALUE! | #VALUE!
[9 empty] | #VALUE! | #VALUE! | #VALUE! | #VALUE! | #VALUE! | #VALUE! | #VALUE! | #VALUE! | #VALUE! | 825 | #VALUE! | #VALUE! | #VALUE! | #VALUE! | #VALUE! | #VALUE!
[9 empty] | #VALUE! | #VALUE! | #VALUE! | #VALUE! | #VALUE! | #VALUE! | #VALUE! | #VALUE! | #VALUE! | 826 | #VALUE! | #VALUE! | #VALUE! | #VALUE! | #VALUE! | #VALUE!
[9 empty] | #VALUE! | #VALUE! | #VALUE! | #VALUE! | #VALUE! | #VALUE! | #VALUE! | #VALUE! | #VALUE! | 827 | #VALUE! | #VALUE! | #VALUE! | #VALUE! | #VALUE! | #VALUE!
[9 empty] | #VALUE! | #VALUE! | #VALUE! | #VALUE! | #VALUE! | #VALUE! | #VALUE! | #VALUE! | #VALUE! | 828 | #VALUE! | #VALUE! | #VALUE! | #VALUE! | #VALUE! | #VALUE!
[9 empty] | #VALUE! | #VALUE! | #VALUE! | #VALUE! | #VALUE! | #VALUE! | #VALUE! | #VALUE! | #VALUE! | 829 | #VALUE! | #VALUE! | #VALUE! | #VALUE! | #VALUE! | #VALUE!
[9 empty] | #VALUE! | #VALUE! | #VALUE! | #VALUE! | #VALUE! | #VALUE! | #VALUE! | #VALUE! | #VALUE! | 830 | #VALUE! | #VALUE! | #VALUE! | #VALUE! | #VALUE! | #VALUE!
[9 empty] | #VALUE! | #VALUE! | #VALUE! | #VALUE! | #VALUE! | #VALUE! | #VALUE! | #VALUE! | #VALUE! | 831 | #VALUE! | #VALUE! | #VALUE! | #VALUE! | #VALUE! | #VALUE!
[9 empty] | #VALUE! | #VALUE! | #VALUE! | #VALUE! | #VALUE! | #VALUE! | #VALUE! | #VALUE! | #VALUE! | 832 | #VALUE! | #VALUE! | #VALUE! | #VALUE! | #VALUE! | #VALUE!
[9 empty] | #VALUE! | #VALUE! | #VALUE! | #VALUE! | #VALUE! | #VALUE! | #VALUE! | #VALUE! | #VALUE! | 833 | #VALUE! | #VALUE! | #VALUE! | #VALUE! | #VALUE! | #VALUE!
[9 empty] | #VALUE! | #VALUE! | #VALUE! | #VALUE! | #VALUE! | #VALUE! | #VALUE! | #VALUE! | #VALUE! | 834 | #VALUE! | #VALUE! | #VALUE! | #VALUE! | #VALUE! | #VALUE!
[9 empty] | #VALUE! | #VALUE! | #VALUE! | #VALUE! | #VALUE! | #VALUE! | #VALUE! | #VALUE! | #VALUE! | 835 | #VALUE! | #VALUE! | #VALUE! | #VALUE! | #VALUE! | #VALUE!
[9 empty] | #VALUE! | #VALUE! | #VALUE! | #VALUE! | #VALUE! | #VALUE! | #VALUE! | #VALUE! | #VALUE! | 836 | #VALUE! | #VALUE! | #VALUE! | #VALUE! | #VALUE! | #VALUE!
[9 empty] | #VALUE! | #VALUE! | #VALUE! | #VALUE! | #VALUE! | #VALUE! | #VALUE! | #VALUE! | #VALUE! | 837 | #VALUE! | #VALUE! | #VALUE! | #VALUE! | #VALUE! | #VALUE!
[9 empty] | #VALUE! | #VALUE! | #VALUE! | #VALUE! | #VALUE! | #VALUE! | #VALUE! | #VALUE! | #VALUE! | 838 | #VALUE! | #VALUE! | #VALUE! | #VALUE! | #VALUE! | #VALUE!
[9 empty] | #VALUE! | #VALUE! | #VALUE! | #VALUE! | #VALUE! | #VALUE! | #VALUE! | #VALUE! | #VALUE! | 839 | #VALUE! | #VALUE! | #VALUE! | #VALUE! | #VALUE! | #VALUE!
[9 empty] | #VALUE! | #VALUE! | #VALUE! | #VALUE! | #VALUE! | #VALUE! | #VALUE! | #VALUE! | #VALUE! | 840 | #VALUE! | #VALUE! | #VALUE! | #VALUE! | #VALUE! | #VALUE!
[9 empty] | #VALUE! | #VALUE! | #VALUE! | #VALUE! | #VALUE! | #VALUE! | #VALUE! | #VALUE! | #VALUE! | 841 | #VALUE! | #VALUE! | #VALUE! | #VALUE! | #VALUE! | #VALUE!
[9 empty] | #VALUE! | #VALUE! | #VALUE! | #VALUE! | #VALUE! | #VALUE! | #VALUE! | #VALUE! | #VALUE! | 842 | #VALUE! | #VALUE! | #VALUE! | #VALUE! | #VALUE! | #VALUE!
[9 empty] | #VALUE! | #VALUE! | #VALUE! | #VALUE! | #VALUE! | #VALUE! | #VALUE! | #VALUE! | #VALUE! | 843 | #VALUE! | #VALUE! | #VALUE! | #VALUE! | #VALUE! | #VALUE!
[9 empty] | #VALUE! | #VALUE! | #VALUE! | #VALUE! | #VALUE! | #VALUE! | #VALUE! | #VALUE! | #VALUE! | 844 | #VALUE! | #VALUE! | #VALUE! | #VALUE! | #VALUE! | #VALUE!
[9 empty] | #VALUE! | #VALUE! | #VALUE! | #VALUE! | #VALUE! | #VALUE! | #VALUE! | #VALUE! | #VALUE! | 845 | #VALUE! | #VALUE! | #VALUE! | #VALUE! | #VALUE! | #VALUE!
[9 empty] | #VALUE! | #VALUE! | #VALUE! | #VALUE! | #VALUE! | #VALUE! | #VALUE! | #VALUE! | #VALUE! | 846 | #VALUE! | #VALUE! | #VALUE! | #VALUE! | #VALUE! | #VALUE!
[9 empty] | #VALUE! | #VALUE! | #VALUE! | #VALUE! | #VALUE! | #VALUE! | #VALUE! | #VALUE! | #VALUE! | 847 | #VALUE! | #VALUE! | #VALUE! | #VALUE! | #VALUE! | #VALUE!
[9 empty] | #VALUE! | #VALUE! | #VALUE! | #VALUE! | #VALUE! | #VALUE! | #VALUE! | #VALUE! | #VALUE! | 848 | #VALUE! | #VALUE! | #VALUE! | #VALUE! | #VALUE! | #VALUE!
[9 empty] | #VALUE! | #VALUE! | #VALUE! | #VALUE! | #VALUE! | #VALUE! | #VALUE! | #VALUE! | #VALUE! | 849 | #VALUE! | #VALUE! | #VALUE! | #VALUE! | #VALUE! | #VALUE!
[9 empty] | #VALUE! | #VALUE! | #VALUE! | #VALUE! | #VALUE! | #VALUE! | #VALUE! | #VALUE! | #VALUE! | 850 | #VALUE! | #VALUE! | #VALUE! | #VALUE! | #VALUE! | #VALUE!
[9 empty] | #VALUE! | #VALUE! | #VALUE! | #VALUE! | #VALUE! | #VALUE! | #VALUE! | #VALUE! | #VALUE! | 851 | #VALUE! | #VALUE! | #VALUE! | #VALUE! | #VALUE! | #VALUE!
[9 empty] | #VALUE! | #VALUE! | #VALUE! | #VALUE! | #VALUE! | #VALUE! | #VALUE! | #VALUE! | #VALUE! | 852 | #VALUE! | #VALUE! | #VALUE! | #VALUE! | #VALUE! | #VALUE!
[9 empty] | #VALUE! | #VALUE! | #VALUE! | #VALUE! | #VALUE! | #VALUE! | #VALUE! | #VALUE! | #VALUE! | 853 | #VALUE! | #VALUE! | #VALUE! | #VALUE! | #VALUE! | #VALUE!
[9 empty] | #VALUE! | #VALUE! | #VALUE! | #VALUE! | #VALUE! | #VALUE! | #VALUE! | #VALUE! | #VALUE! | 854 | #VALUE! | #VALUE! | #VALUE! | #VALUE! | #VALUE! | #VALUE!
[9 empty] | #VALUE! | #VALUE! | #VALUE! | #VALUE! | #VALUE! | #VALUE! | #VALUE! | #VALUE! | #VALUE! | 855 | #VALUE! | #VALUE! | #VALUE! | #VALUE! | #VALUE! | #VALUE!
[9 empty] | #VALUE! | #VALUE! | #VALUE! | #VALUE! | #VALUE! | #VALUE! | #VALUE! | #VALUE! | #VALUE! | 856 | #VALUE! | #VALUE! | #VALUE! | #VALUE! | #VALUE! | #VALUE!
[9 empty] | #VALUE! | #VALUE! | #VALUE! | #VALUE! | #VALUE! | #VALUE! | #VALUE! | #VALUE! | #VALUE! | 857 | #VALUE! | #VALUE! | #VALUE! | #VALUE! | #VALUE! | #VALUE!
[9 empty] | #VALUE! | #VALUE! | #VALUE! | #VALUE! | #VALUE! | #VALUE! | #VALUE! | #VALUE! | #VALUE! | 858 | #VALUE! | #VALUE! | #VALUE! | #VALUE! | #VALUE! | #VALUE!
[9 empty] | #VALUE! | #VALUE! | #VALUE! | #VALUE! | #VALUE! | #VALUE! | #VALUE! | #VALUE! | #VALUE! | 859 | #VALUE! | #VALUE! | #VALUE! | #VALUE! | #VALUE! | #VALUE!
[9 empty] | #VALUE! | #VALUE! | #VALUE! | #VALUE! | #VALUE! | #VALUE! | #VALUE! | #VALUE! | #VALUE! | 860 | #VALUE! | #VALUE! | #VALUE! | #VALUE! | #VALUE! | #VALUE!
[9 empty] | #VALUE! | #VALUE! | #VALUE! | #VALUE! | #VALUE! | #VALUE! | #VALUE! | #VALUE! | #VALUE! | 861 | #VALUE! | #VALUE! | #VALUE! | #VALUE! | #VALUE! | #VALUE!
[9 empty] | #VALUE! | #VALUE! | #VALUE! | #VALUE! | #VALUE! | #VALUE! | #VALUE! | #VALUE! | #VALUE! | 862 | #VALUE! | #VALUE! | #VALUE! | #VALUE! | #VALUE! | #VALUE!
[9 empty] | #VALUE! | #VALUE! | #VALUE! | #VALUE! | #VALUE! | #VALUE! | #VALUE! | #VALUE! | #VALUE! | 863 | #VALUE! | #VALUE! | #VALUE! | #VALUE! | #VALUE! | #VALUE!
[9 empty] | #VALUE! | #VALUE! | #VALUE! | #VALUE! | #VALUE! | #VALUE! | #VALUE! | #VALUE! | #VALUE! | 864 | #VALUE! | #VALUE! | #VALUE! | #VALUE! | #VALUE! | #VALUE!
[9 empty] | #VALUE! | #VALUE! | #VALUE! | #VALUE! | #VALUE! | #VALUE! | #VALUE! | #VALUE! | #VALUE! | 865 | #VALUE! | #VALUE! | #VALUE! | #VALUE! | #VALUE! | #VALUE!
[9 empty] | #VALUE! | #VALUE! | #VALUE! | #VALUE! | #VALUE! | #VALUE! | #VALUE! | #VALUE! | #VALUE! | 866 | #VALUE! | #VALUE! | #VALUE! | #VALUE! | #VALUE! | #VALUE!
[9 empty] | #VALUE! | #VALUE! | #VALUE! | #VALUE! | #VALUE! | #VALUE! | #VALUE! | #VALUE! | #VALUE! | 867 | #VALUE! | #VALUE! | #VALUE! | #VALUE! | #VALUE! | #VALUE!
[9 empty] | #VALUE! | #VALUE! | #VALUE! | #VALUE! | #VALUE! | #VALUE! | #VALUE! | #VALUE! | #VALUE! | 868 | #VALUE! | #VALUE! | #VALUE! | #VALUE! | #VALUE! | #VALUE!
[9 empty] | #VALUE! | #VALUE! | #VALUE! | #VALUE! | #VALUE! | #VALUE! | #VALUE! | #VALUE! | #VALUE! | 869 | #VALUE! | #VALUE! | #VALUE! | #VALUE! | #VALUE! | #VALUE!
[9 empty] | #VALUE! | #VALUE! | #VALUE! | #VALUE! | #VALUE! | #VALUE! | #VALUE! | #VALUE! | #VALUE! | 870 | #VALUE! | #VALUE! | #VALUE! | #VALUE! | #VALUE! | #VALUE!
[9 empty] | #VALUE! | #VALUE! | #VALUE! | #VALUE! | #VALUE! | #VALUE! | #VALUE! | #VALUE! | #VALUE! | 871 | #VALUE! | #VALUE! | #VALUE! | #VALUE! | #VALUE! | #VALUE!
[9 empty] | #VALUE! | #VALUE! | #VALUE! | #VALUE! | #VALUE! | #VALUE! | #VALUE! | #VALUE! | #VALUE! | 872 | #VALUE! | #VALUE! | #VALUE! | #VALUE! | #VALUE! | #VALUE!
[9 empty] | #VALUE! | #VALUE! | #VALUE! | #VALUE! | #VALUE! | #VALUE! | #VALUE! | #VALUE! | #VALUE! | 873 | #VALUE! | #VALUE! | #VALUE! | #VALUE! | #VALUE! | #VALUE!
[9 empty] | #VALUE! | #VALUE! | #VALUE! | #VALUE! | #VALUE! | #VALUE! | #VALUE! | #VALUE! | #VALUE! | 874 | #VALUE! | #VALUE! | #VALUE! | #VALUE! | #VALUE! | #VALUE!
[9 empty] | #VALUE! | #VALUE! | #VALUE! | #VALUE! | #VALUE! | #VALUE! | #VALUE! | #VALUE! | #VALUE! | 875 | #VALUE! | #VALUE! | #VALUE! | #VALUE! | #VALUE! | #VALUE!
[9 empty] | #VALUE! | #VALUE! | #VALUE! | #VALUE! | #VALUE! | #VALUE! | #VALUE! | #VALUE! | #VALUE! | 876 | #VALUE! | #VALUE! | #VALUE! | #VALUE! | #VALUE! | #VALUE!
[9 empty] | #VALUE! | #VALUE! | #VALUE! | #VALUE! | #VALUE! | #VALUE! | #VALUE! | #VALUE! | #VALUE! | 877 | #VALUE! | #VALUE! | #VALUE! | #VALUE! | #VALUE! | #VALUE!
[9 empty] | #VALUE! | #VALUE! | #VALUE! | #VALUE! | #VALUE! | #VALUE! | #VALUE! | #VALUE! | #VALUE! | 878 | #VALUE! | #VALUE! | #VALUE! | #VALUE! | #VALUE! | #VALUE!
[9 empty] | #VALUE! | #VALUE! | #VALUE! | #VALUE! | #VALUE! | #VALUE! | #VALUE! | #VALUE! | #VALUE! | 879 | #VALUE! | #VALUE! | #VALUE! | #VALUE! | #VALUE! | #VALUE!
[9 empty] | #VALUE! | #VALUE! | #VALUE! | #VALUE! | #VALUE! | #VALUE! | #VALUE! | #VALUE! | #VALUE! | 880 | #VALUE! | #VALUE! | #VALUE! | #VALUE! | #VALUE! | #VALUE!
[9 empty] | #VALUE! | #VALUE! | #VALUE! | #VALUE! | #VALUE! | #VALUE! | #VALUE! | #VALUE! | #VALUE! | 881 | #VALUE! | #VALUE! | #VALUE! | #VALUE! | #VALUE! | #VALUE!
[9 empty] | #VALUE! | #VALUE! | #VALUE! | #VALUE! | #VALUE! | #VALUE! | #VALUE! | #VALUE! | #VALUE! | 882 | #VALUE! | #VALUE! | #VALUE! | #VALUE! | #VALUE! | #VALUE!
[9 empty] | #VALUE! | #VALUE! | #VALUE! | #VALUE! | #VALUE! | #VALUE! | #VALUE! | #VALUE! | #VALUE! | 883 | #VALUE! | #VALUE! | #VALUE! | #VALUE! | #VALUE! | #VALUE!
[9 empty] | #VALUE! | #VALUE! | #VALUE! | #VALUE! | #VALUE! | #VALUE! | #VALUE! | #VALUE! | #VALUE! | 884 | #VALUE! | #VALUE! | #VALUE! | #VALUE! | #VALUE! | #VALUE!
[9 empty] | #VALUE! | #VALUE! | #VALUE! | #VALUE! | #VALUE! | #VALUE! | #VALUE! | #VALUE! | #VALUE! | 885 | #VALUE! | #VALUE! | #VALUE! | #VALUE! | #VALUE! | #VALUE!
[9 empty] | #VALUE! | #VALUE! | #VALUE! | #VALUE! | #VALUE! | #VALUE! | #VALUE! | #VALUE! | #VALUE! | 886 | #VALUE! | #VALUE! | #VALUE! | #VALUE! | #VALUE! | #VALUE!
[9 empty] | #VALUE! | #VALUE! | #VALUE! | #VALUE! | #VALUE! | #VALUE! | #VALUE! | #VALUE! | #VALUE! | 887 | #VALUE! | #VALUE! | #VALUE! | #VALUE! | #VALUE! | #VALUE!
[9 empty] | #VALUE! | #VALUE! | #VALUE! | #VALUE! | #VALUE! | #VALUE! | #VALUE! | #VALUE! | #VALUE! | 888 | #VALUE! | #VALUE! | #VALUE! | #VALUE! | #VALUE! | #VALUE!
[9 empty] | #VALUE! | #VALUE! | #VALUE! | #VALUE! | #VALUE! | #VALUE! | #VALUE! | #VALUE! | #VALUE! | 889 | #VALUE! | #VALUE! | #VALUE! | #VALUE! | #VALUE! | #VALUE!
[9 empty] | #VALUE! | #VALUE! | #VALUE! | #VALUE! | #VALUE! | #VALUE! | #VALUE! | #VALUE! | #VALUE! | 890 | #VALUE! | #VALUE! | #VALUE! | #VALUE! | #VALUE! | #VALUE!
[9 empty] | #VALUE! | #VALUE! | #VALUE! | #VALUE! | #VALUE! | #VALUE! | #VALUE! | #VALUE! | #VALUE! | 891 | #VALUE! | #VALUE! | #VALUE! | #VALUE! | #VALUE! | #VALUE!
[9 empty] | #VALUE! | #VALUE! | #VALUE! | #VALUE! | #VALUE! | #VALUE! | #VALUE! | #VALUE! | #VALUE! | 892 | #VALUE! | #VALUE! | #VALUE! | #VALUE! | #VALUE! | #VALUE!
[9 empty] | #VALUE! | #VALUE! | #VALUE! | #VALUE! | #VALUE! | #VALUE! | #VALUE! | #VALUE! | #VALUE! | 893 | #VALUE! | #VALUE! | #VALUE! | #VALUE! | #VALUE! | #VALUE!
[9 empty] | #VALUE! | #VALUE! | #VALUE! | #VALUE! | #VALUE! | #VALUE! | #VALUE! | #VALUE! | #VALUE! | 894 | #VALUE! | #VALUE! | #VALUE! | #VALUE! | #VALUE! | #VALUE!
[9 empty] | #VALUE! | #VALUE! | #VALUE! | #VALUE! | #VALUE! | #VALUE! | #VALUE! | #VALUE! | #VALUE! | 895 | #VALUE! | #VALUE! | #VALUE! | #VALUE! | #VALUE! | #VALUE!
[9 empty] | #VALUE! | #VALUE! | #VALUE! | #VALUE! | #VALUE! | #VALUE! | #VALUE! | #VALUE! | #VALUE! | 896 | #VALUE! | #VALUE! | #VALUE! | #VALUE! | #VALUE! | #VALUE!
[9 empty] | #VALUE! | #VALUE! | #VALUE! | #VALUE! | #VALUE! | #VALUE! | #VALUE! | #VALUE! | #VALUE! | 897 | #VALUE! | #VALUE! | #VALUE! | #VALUE! | #VALUE! | #VALUE!
[9 empty] | #VALUE! | #VALUE! | #VALUE! | #VALUE! | #VALUE! | #VALUE! | #VALUE! | #VALUE! | #VALUE! | 898 | #VALUE! | #VALUE! | #VALUE! | #VALUE! | #VALUE! | #VALUE!
[9 empty] | #VALUE! | #VALUE! | #VALUE! | #VALUE! | #VALUE! | #VALUE! | #VALUE! | #VALUE! | #VALUE! | 899 | #VALUE! | #VALUE! | #VALUE! | #VALUE! | #VALUE! | #VALUE!
[9 empty] | #VALUE! | #VALUE! | #VALUE! | #VALUE! | #VALUE! | #VALUE! | #VALUE! | #VALUE! | #VALUE! | 900 | #VALUE! | #VALUE! | #VALUE! | #VALUE! | #VALUE! | #VALUE!
[9 empty] | #VALUE! | #VALUE! | #VALUE! | #VALUE! | #VALUE! | #VALUE! | #VALUE! | #VALUE! | #VALUE! | 901 | #VALUE! | #VALUE! | #VALUE! | #VALUE! | #VALUE! | #VALUE!
[9 empty] | #VALUE! | #VALUE! | #VALUE! | #VALUE! | #VALUE! | #VALUE! | #VALUE! | #VALUE! | #VALUE! | 902 | #VALUE! | #VALUE! | #VALUE! | #VALUE! | #VALUE! | #VALUE!
[9 empty] | #VALUE! | #VALUE! | #VALUE! | #VALUE! | #VALUE! | #VALUE! | #VALUE! | #VALUE! | #VALUE! | 903 | #VALUE! | #VALUE! | #VALUE! | #VALUE! | #VALUE! | #VALUE!
[9 empty] | #VALUE! | #VALUE! | #VALUE! | #VALUE! | #VALUE! | #VALUE! | #VALUE! | #VALUE! | #VALUE! | 904 | #VALUE! | #VALUE! | #VALUE! | #VALUE! | #VALUE! | #VALUE!
[9 empty] | #VALUE! | #VALUE! | #VALUE! | #VALUE! | #VALUE! | #VALUE! | #VALUE! | #VALUE! | #VALUE! | 905 | #VALUE! | #VALUE! | #VALUE! | #VALUE! | #VALUE! | #VALUE!
[9 empty] | #VALUE! | #VALUE! | #VALUE! | #VALUE! | #VALUE! | #VALUE! | #VALUE! | #VALUE! | #VALUE! | 906 | #VALUE! | #VALUE! | #VALUE! | #VALUE! | #VALUE! | #VALUE!
[9 empty] | #VALUE! | #VALUE! | #VALUE! | #VALUE! | #VALUE! | #VALUE! | #VALUE! | #VALUE! | #VALUE! | 907 | #VALUE! | #VALUE! | #VALUE! | #VALUE! | #VALUE! | #VALUE!
[9 empty] | #VALUE! | #VALUE! | #VALUE! | #VALUE! | #VALUE! | #VALUE! | #VALUE! | #VALUE! | #VALUE! | 908 | #VALUE! | #VALUE! | #VALUE! | #VALUE! | #VALUE! | #VALUE!
[9 empty] | #VALUE! | #VALUE! | #VALUE! | #VALUE! | #VALUE! | #VALUE! | #VALUE! | #VALUE! | #VALUE! | 909 | #VALUE! | #VALUE! | #VALUE! | #VALUE! | #VALUE! | #VALUE!
[9 empty] | #VALUE! | #VALUE! | #VALUE! | #VALUE! | #VALUE! | #VALUE! | #VALUE! | #VALUE! | #VALUE! | 910 | #VALUE! | #VALUE! | #VALUE! | #VALUE! | #VALUE! | #VALUE!
[9 empty] | #VALUE! | #VALUE! | #VALUE! | #VALUE! | #VALUE! | #VALUE! | #VALUE! | #VALUE! | #VALUE! | 911 | #VALUE! | #VALUE! | #VALUE! | #VALUE! | #VALUE! | #VALUE!
[9 empty] | #VALUE! | #VALUE! | #VALUE! | #VALUE! | #VALUE! | #VALUE! | #VALUE! | #VALUE! | #VALUE! | 912 | #VALUE! | #VALUE! | #VALUE! | #VALUE! | #VALUE! | #VALUE!
[9 empty] | #VALUE! | #VALUE! | #VALUE! | #VALUE! | #VALUE! | #VALUE! | #VALUE! | #VALUE! | #VALUE! | 913 | #VALUE! | #VALUE! | #VALUE! | #VALUE! | #VALUE! | #VALUE!
[9 empty] | #VALUE! | #VALUE! | #VALUE! | #VALUE! | #VALUE! | #VALUE! | #VALUE! | #VALUE! | #VALUE! | 914 | #VALUE! | #VALUE! | #VALUE! | #VALUE! | #VALUE! | #VALUE!
[9 empty] | #VALUE! | #VALUE! | #VALUE! | #VALUE! | #VALUE! | #VALUE! | #VALUE! | #VALUE! | #VALUE! | 915 | #VALUE! | #VALUE! | #VALUE! | #VALUE! | #VALUE! | #VALUE!
[9 empty] | #VALUE! | #VALUE! | #VALUE! | #VALUE! | #VALUE! | #VALUE! | #VALUE! | #VALUE! | #VALUE! | 916 | #VALUE! | #VALUE! | #VALUE! | #VALUE! | #VALUE! | #VALUE!
[9 empty] | #VALUE! | #VALUE! | #VALUE! | #VALUE! | #VALUE! | #VALUE! | #VALUE! | #VALUE! | #VALUE! | 917 | #VALUE! | #VALUE! | #VALUE! | #VALUE! | #VALUE! | #VALUE!
[9 empty] | #VALUE! | #VALUE! | #VALUE! | #VALUE! | #VALUE! | #VALUE! | #VALUE! | #VALUE! | #VALUE! | 918 | #VALUE! | #VALUE! | #VALUE! | #VALUE! | #VALUE! | #VALUE!
[9 empty] | #VALUE! | #VALUE! | #VALUE! | #VALUE! | #VALUE! | #VALUE! | #VALUE! | #VALUE! | #VALUE! | 919 | #VALUE! | #VALUE! | #VALUE! | #VALUE! | #VALUE! | #VALUE!
[9 empty] | #VALUE! | #VALUE! | #VALUE! | #VALUE! | #VALUE! | #VALUE! | #VALUE! | #VALUE! | #VALUE! | 920 | #VALUE! | #VALUE! | #VALUE! | #VALUE! | #VALUE! | #VALUE!
[9 empty] | #VALUE! | #VALUE! | #VALUE! | #VALUE! | #VALUE! | #VALUE! | #VALUE! | #VALUE! | #VALUE! | 921 | #VALUE! | #VALUE! | #VALUE! | #VALUE! | #VALUE! | #VALUE!
[9 empty] | #VALUE! | #VALUE! | #VALUE! | #VALUE! | #VALUE! | #VALUE! | #VALUE! | #VALUE! | #VALUE! | 922 | #VALUE! | #VALUE! | #VALUE! | #VALUE! | #VALUE! | #VALUE!
[9 empty] | #VALUE! | #VALUE! | #VALUE! | #VALUE! | #VALUE! | #VALUE! | #VALUE! | #VALUE! | #VALUE! | 923 | #VALUE! | #VALUE! | #VALUE! | #VALUE! | #VALUE! | #VALUE!
[9 empty] | #VALUE! | #VALUE! | #VALUE! | #VALUE! | #VALUE! | #VALUE! | #VALUE! | #VALUE! | #VALUE! | 924 | #VALUE! | #VALUE! | #VALUE! | #VALUE! | #VALUE! | #VALUE!
[9 empty] | #VALUE! | #VALUE! | #VALUE! | #VALUE! | #VALUE! | #VALUE! | #VALUE! | #VALUE! | #VALUE! | 925 | #VALUE! | #VALUE! | #VALUE! | #VALUE! | #VALUE! | #VALUE!
[9 empty] | #VALUE! | #VALUE! | #VALUE! | #VALUE! | #VALUE! | #VALUE! | #VALUE! | #VALUE! | #VALUE! | 926 | #VALUE! | #VALUE! | #VALUE! | #VALUE! | #VALUE! | #VALUE!
[9 empty] | #VALUE! | #VALUE! | #VALUE! | #VALUE! | #VALUE! | #VALUE! | #VALUE! | #VALUE! | #VALUE! | 927 | #VALUE! | #VALUE! | #VALUE! | #VALUE! | #VALUE! | #VALUE!
[9 empty] | #VALUE! | #VALUE! | #VALUE! | #VALUE! | #VALUE! | #VALUE! | #VALUE! | #VALUE! | #VALUE! | 928 | #VALUE! | #VALUE! | #VALUE! | #VALUE! | #VALUE! | #VALUE!
[9 empty] | #VALUE! | #VALUE! | #VALUE! | #VALUE! | #VALUE! | #VALUE! | #VALUE! | #VALUE! | #VALUE! | 929 | #VALUE! | #VALUE! | #VALUE! | #VALUE! | #VALUE! | #VALUE!
[9 empty] | #VALUE! | #VALUE! | #VALUE! | #VALUE! | #VALUE! | #VALUE! | #VALUE! | #VALUE! | #VALUE! | 930 | #VALUE! | #VALUE! | #VALUE! | #VALUE! | #VALUE! | #VALUE!
[9 empty] | #VALUE! | #VALUE! | #VALUE! | #VALUE! | #VALUE! | #VALUE! | #VALUE! | #VALUE! | #VALUE! | 931 | #VALUE! | #VALUE! | #VALUE! | #VALUE! | #VALUE! | #VALUE!
[9 empty] | #VALUE! | #VALUE! | #VALUE! | #VALUE! | #VALUE! | #VALUE! | #VALUE! | #VALUE! | #VALUE! | 932 | #VALUE! | #VALUE! | #VALUE! | #VALUE! | #VALUE! | #VALUE!
[9 empty] | #VALUE! | #VALUE! | #VALUE! | #VALUE! | #VALUE! | #VALUE! | #VALUE! | #VALUE! | #VALUE! | 933 | #VALUE! | #VALUE! | #VALUE! | #VALUE! | #VALUE! | #VALUE!
[9 empty] | #VALUE! | #VALUE! | #VALUE! | #VALUE! | #VALUE! | #VALUE! | #VALUE! | #VALUE! | #VALUE! | 934 | #VALUE! | #VALUE! | #VALUE! | #VALUE! | #VALUE! | #VALUE!
[9 empty] | #VALUE! | #VALUE! | #VALUE! | #VALUE! | #VALUE! | #VALUE! | #VALUE! | #VALUE! | #VALUE! | 935 | #VALUE! | #VALUE! | #VALUE! | #VALUE! | #VALUE! | #VALUE!
[9 empty] | #VALUE! | #VALUE! | #VALUE! | #VALUE! | #VALUE! | #VALUE! | #VALUE! | #VALUE! | #VALUE! | 936 | #VALUE! | #VALUE! | #VALUE! | #VALUE! | #VALUE! | #VALUE!
[9 empty] | #VALUE! | #VALUE! | #VALUE! | #VALUE! | #VALUE! | #VALUE! | #VALUE! | #VALUE! | #VALUE! | 937 | #VALUE! | #VALUE! | #VALUE! | #VALUE! | #VALUE! | #VALUE!
[9 empty] | #VALUE! | #VALUE! | #VALUE! | #VALUE! | #VALUE! | #VALUE! | #VALUE! | #VALUE! | #VALUE! | 938 | #VALUE! | #VALUE! | #VALUE! | #VALUE! | #VALUE! | #VALUE!
[9 empty] | #VALUE! | #VALUE! | #VALUE! | #VALUE! | #VALUE! | #VALUE! | #VALUE! | #VALUE! | #VALUE! | 939 | #VALUE! | #VALUE! | #VALUE! | #VALUE! | #VALUE! | #VALUE!
[9 empty] | #VALUE! | #VALUE! | #VALUE! | #VALUE! | #VALUE! | #VALUE! | #VALUE! | #VALUE! | #VALUE! | 940 | #VALUE! | #VALUE! | #VALUE! | #VALUE! | #VALUE! | #VALUE!
[9 empty] | #VALUE! | #VALUE! | #VALUE! | #VALUE! | #VALUE! | #VALUE! | #VALUE! | #VALUE! | #VALUE! | 941 | #VALUE! | #VALUE! | #VALUE! | #VALUE! | #VALUE! | #VALUE!
[9 empty] | #VALUE! | #VALUE! | #VALUE! | #VALUE! | #VALUE! | #VALUE! | #VALUE! | #VALUE! | #VALUE! | 942 | #VALUE! | #VALUE! | #VALUE! | #VALUE! | #VALUE! | #VALUE!
[9 empty] | #VALUE! | #VALUE! | #VALUE! | #VALUE! | #VALUE! | #VALUE! | #VALUE! | #VALUE! | #VALUE! | 943 | #VALUE! | #VALUE! | #VALUE! | #VALUE! | #VALUE! | #VALUE!
[9 empty] | #VALUE! | #VALUE! | #VALUE! | #VALUE! | #VALUE! | #VALUE! | #VALUE! | #VALUE! | #VALUE! | 944 | #VALUE! | #VALUE! | #VALUE! | #VALUE! | #VALUE! | #VALUE!
[9 empty] | #VALUE! | #VALUE! | #VALUE! | #VALUE! | #VALUE! | #VALUE! | #VALUE! | #VALUE! | #VALUE! | 945 | #VALUE! | #VALUE! | #VALUE! | #VALUE! | #VALUE! | #VALUE!
[9 empty] | #VALUE! | #VALUE! | #VALUE! | #VALUE! | #VALUE! | #VALUE! | #VALUE! | #VALUE! | #VALUE! | 946 | #VALUE! | #VALUE! | #VALUE! | #VALUE! | #VALUE! | #VALUE!
[9 empty] | #VALUE! | #VALUE! | #VALUE! | #VALUE! | #VALUE! | #VALUE! | #VALUE! | #VALUE! | #VALUE! | 947 | #VALUE! | #VALUE! | #VALUE! | #VALUE! | #VALUE! | #VALUE!
[9 empty] | #VALUE! | #VALUE! | #VALUE! | #VALUE! | #VALUE! | #VALUE! | #VALUE! | #VALUE! | #VALUE! | 948 | #VALUE! | #VALUE! | #VALUE! | #VALUE! | #VALUE! | #VALUE!
[9 empty] | #VALUE! | #VALUE! | #VALUE! | #VALUE! | #VALUE! | #VALUE! | #VALUE! | #VALUE! | #VALUE! | 949 | #VALUE! | #VALUE! | #VALUE! | #VALUE! | #VALUE! | #VALUE!
[9 empty] | #VALUE! | #VALUE! | #VALUE! | #VALUE! | #VALUE! | #VALUE! | #VALUE! | #VALUE! | #VALUE! | 950 | #VALUE! | #VALUE! | #VALUE! | #VALUE! | #VALUE! | #VALUE!
[9 empty] | #VALUE! | #VALUE! | #VALUE! | #VALUE! | #VALUE! | #VALUE! | #VALUE! | #VALUE! | #VALUE! | 951 | #VALUE! | #VALUE! | #VALUE! | #VALUE! | #VALUE! | #VALUE!
[9 empty] | #VALUE! | #VALUE! | #VALUE! | #VALUE! | #VALUE! | #VALUE! | #VALUE! | #VALUE! | #VALUE! | 952 | #VALUE! | #VALUE! | #VALUE! | #VALUE! | #VALUE! | #VALUE!
[9 empty] | #VALUE! | #VALUE! | #VALUE! | #VALUE! | #VALUE! | #VALUE! | #VALUE! | #VALUE! | #VALUE! | 953 | #VALUE! | #VALUE! | #VALUE! | #VALUE! | #VALUE! | #VALUE!
[9 empty] | #VALUE! | #VALUE! | #VALUE! | #VALUE! | #VALUE! | #VALUE! | #VALUE! | #VALUE! | #VALUE! | 954 | #VALUE! | #VALUE! | #VALUE! | #VALUE! | #VALUE! | #VALUE!
[9 empty] | #VALUE! | #VALUE! | #VALUE! | #VALUE! | #VALUE! | #VALUE! | #VALUE! | #VALUE! | #VALUE! | 955 | #VALUE! | #VALUE! | #VALUE! | #VALUE! | #VALUE! | #VALUE!
[9 empty] | #VALUE! | #VALUE! | #VALUE! | #VALUE! | #VALUE! | #VALUE! | #VALUE! | #VALUE! | #VALUE! | 956 | #VALUE! | #VALUE! | #VALUE! | #VALUE! | #VALUE! | #VALUE!
[9 empty] | #VALUE! | #VALUE! | #VALUE! | #VALUE! | #VALUE! | #VALUE! | #VALUE! | #VALUE! | #VALUE! | 957 | #VALUE! | #VALUE! | #VALUE! | #VALUE! | #VALUE! | #VALUE!
[9 empty] | #VALUE! | #VALUE! | #VALUE! | #VALUE! | #VALUE! | #VALUE! | #VALUE! | #VALUE! | #VALUE! | 958 | #VALUE! | #VALUE! | #VALUE! | #VALUE! | #VALUE! | #VALUE!
[9 empty] | #VALUE! | #VALUE! | #VALUE! | #VALUE! | #VALUE! | #VALUE! | #VALUE! | #VALUE! | #VALUE! | 959 | #VALUE! | #VALUE! | #VALUE! | #VALUE! | #VALUE! | #VALUE!
[9 empty] | #VALUE! | #VALUE! | #VALUE! | #VALUE! | #VALUE! | #VALUE! | #VALUE! | #VALUE! | #VALUE! | 960 | #VALUE! | #VALUE! | #VALUE! | #VALUE! | #VALUE! | #VALUE!
[9 empty] | #VALUE! | #VALUE! | #VALUE! | #VALUE! | #VALUE! | #VALUE! | #VALUE! | #VALUE! | #VALUE! | 961 | #VALUE! | #VALUE! | #VALUE! | #VALUE! | #VALUE! | #VALUE!
[9 empty] | #VALUE! | #VALUE! | #VALUE! | #VALUE! | #VALUE! | #VALUE! | #VALUE! | #VALUE! | #VALUE! | 962 | #VALUE! | #VALUE! | #VALUE! | #VALUE! | #VALUE! | #VALUE!
[9 empty] | #VALUE! | #VALUE! | #VALUE! | #VALUE! | #VALUE! | #VALUE! | #VALUE! | #VALUE! | #VALUE! | 963 | #VALUE! | #VALUE! | #VALUE! | #VALUE! | #VALUE! | #VALUE!
[9 empty] | #VALUE! | #VALUE! | #VALUE! | #VALUE! | #VALUE! | #VALUE! | #VALUE! | #VALUE! | #VALUE! | 964 | #VALUE! | #VALUE! | #VALUE! | #VALUE! | #VALUE! | #VALUE!
[9 empty] | #VALUE! | #VALUE! | #VALUE! | #VALUE! | #VALUE! | #VALUE! | #VALUE! | #VALUE! | #VALUE! | 965 | #VALUE! | #VALUE! | #VALUE! | #VALUE! | #VALUE! | #VALUE!
[9 empty] | #VALUE! | #VALUE! | #VALUE! | #VALUE! | #VALUE! | #VALUE! | #VALUE! | #VALUE! | #VALUE! | 966 | #VALUE! | #VALUE! | #VALUE! | #VALUE! | #VALUE! | #VALUE!
[9 empty] | #VALUE! | #VALUE! | #VALUE! | #VALUE! | #VALUE! | #VALUE! | #VALUE! | #VALUE! | #VALUE! | 967 | #VALUE! | #VALUE! | #VALUE! | #VALUE! | #VALUE! | #VALUE!
[9 empty] | #VALUE! | #VALUE! | #VALUE! | #VALUE! | #VALUE! | #VALUE! | #VALUE! | #VALUE! | #VALUE! | 968 | #VALUE! | #VALUE! | #VALUE! | #VALUE! | #VALUE! | #VALUE!
[9 empty] | #VALUE! | #VALUE! | #VALUE! | #VALUE! | #VALUE! | #VALUE! | #VALUE! | #VALUE! | #VALUE! | 969 | #VALUE! | #VALUE! | #VALUE! | #VALUE! | #VALUE! | #VALUE!
[9 empty] | #VALUE! | #VALUE! | #VALUE! | #VALUE! | #VALUE! | #VALUE! | #VALUE! | #VALUE! | #VALUE! | 970 | #VALUE! | #VALUE! | #VALUE! | #VALUE! | #VALUE! | #VALUE!
[9 empty] | #VALUE! | #VALUE! | #VALUE! | #VALUE! | #VALUE! | #VALUE! | #VALUE! | #VALUE! | #VALUE! | 971 | #VALUE! | #VALUE! | #VALUE! | #VALUE! | #VALUE! | #VALUE!
[9 empty] | #VALUE! | #VALUE! | #VALUE! | #VALUE! | #VALUE! | #VALUE! | #VALUE! | #VALUE! | #VALUE! | 972 | #VALUE! | #VALUE! | #VALUE! | #VALUE! | #VALUE! | #VALUE!
[9 empty] | #VALUE! | #VALUE! | #VALUE! | #VALUE! | #VALUE! | #VALUE! | #VALUE! | #VALUE! | #VALUE! | 973 | #VALUE! | #VALUE! | #VALUE! | #VALUE! | #VALUE! | #VALUE!
[9 empty] | #VALUE! | #VALUE! | #VALUE! | #VALUE! | #VALUE! | #VALUE! | #VALUE! | #VALUE! | #VALUE! | 974 | #VALUE! | #VALUE! | #VALUE! | #VALUE! | #VALUE! | #VALUE!
[9 empty] | #VALUE! | #VALUE! | #VALUE! | #VALUE! | #VALUE! | #VALUE! | #VALUE! | #VALUE! | #VALUE! | 975 | #VALUE! | #VALUE! | #VALUE! | #VALUE! | #VALUE! | #VALUE!
[9 empty] | #VALUE! | #VALUE! | #VALUE! | #VALUE! | #VALUE! | #VALUE! | #VALUE! | #VALUE! | #VALUE! | 976 | #VALUE! | #VALUE! | #VALUE! | #VALUE! | #VALUE! | #VALUE!
[9 empty] | #VALUE! | #VALUE! | #VALUE! | #VALUE! | #VALUE! | #VALUE! | #VALUE! | #VALUE! | #VALUE! | 977 | #VALUE! | #VALUE! | #VALUE! | #VALUE! | #VALUE! | #VALUE!
[9 empty] | #VALUE! | #VALUE! | #VALUE! | #VALUE! | #VALUE! | #VALUE! | #VALUE! | #VALUE! | #VALUE! | 978 | #VALUE! | #VALUE! | #VALUE! | #VALUE! | #VALUE! | #VALUE!
[9 empty] | #VALUE! | #VALUE! | #VALUE! | #VALUE! | #VALUE! | #VALUE! | #VALUE! | #VALUE! | #VALUE! | 979 | #VALUE! | #VALUE! | #VALUE! | #VALUE! | #VALUE! | #VALUE!
[9 empty] | #VALUE! | #VALUE! | #VALUE! | #VALUE! | #VALUE! | #VALUE! | #VALUE! | #VALUE! | #VALUE! | 980 | #VALUE! | #VALUE! | #VALUE! | #VALUE! | #VALUE! | #VALUE!
[9 empty] | #VALUE! | #VALUE! | #VALUE! | #VALUE! | #VALUE! | #VALUE! | #VALUE! | #VALUE! | #VALUE! | 981 | #VALUE! | #VALUE! | #VALUE! | #VALUE! | #VALUE! | #VALUE!
[9 empty] | #VALUE! | #VALUE! | #VALUE! | #VALUE! | #VALUE! | #VALUE! | #VALUE! | #VALUE! | #VALUE! | 982 | #VALUE! | #VALUE! | #VALUE! | #VALUE! | #VALUE! | #VALUE!
[9 empty] | #VALUE! | #VALUE! | #VALUE! | #VALUE! | #VALUE! | #VALUE! | #VALUE! | #VALUE! | #VALUE! | 983 | #VALUE! | #VALUE! | #VALUE! | #VALUE! | #VALUE! | #VALUE!
[9 empty] | #VALUE! | #VALUE! | #VALUE! | #VALUE! | #VALUE! | #VALUE! | #VALUE! | #VALUE! | #VALUE! | 984 | #VALUE! | #VALUE! | #VALUE! | #VALUE! | #VALUE! | #VALUE!
[9 empty] | #VALUE! | #VALUE! | #VALUE! | #VALUE! | #VALUE! | #VALUE! | #VALUE! | #VALUE! | #VALUE! | 985 | #VALUE! | #VALUE! | #VALUE! | #VALUE! | #VALUE! | #VALUE!
[9 empty] | #VALUE! | #VALUE! | #VALUE! | #VALUE! | #VALUE! | #VALUE! | #VALUE! | #VALUE! | #VALUE! | 986 | #VALUE! | #VALUE! | #VALUE! | #VALUE! | #VALUE! | #VALUE!
[9 empty] | #VALUE! | #VALUE! | #VALUE! | #VALUE! | #VALUE! | #VALUE! | #VALUE! | #VALUE! | #VALUE! | 987 | #VALUE! | #VALUE! | #VALUE! | #VALUE! | #VALUE! | #VALUE!
[9 empty] | #VALUE! | #VALUE! | #VALUE! | #VALUE! | #VALUE! | #VALUE! | #VALUE! | #VALUE! | #VALUE! | 988 | #VALUE! | #VALUE! | #VALUE! | #VALUE! | #VALUE! | #VALUE!
[9 empty] | #VALUE! | #VALUE! | #VALUE! | #VALUE! | #VALUE! | #VALUE! | #VALUE! | #VALUE! | #VALUE! | 989 | #VALUE! | #VALUE! | #VALUE! | #VALUE! | #VALUE! | #VALUE!
[9 empty] | #VALUE! | #VALUE! | #VALUE! | #VALUE! | #VALUE! | #VALUE! | #VALUE! | #VALUE! | #VALUE! | 990 | #VALUE! | #VALUE! | #VALUE! | #VALUE! | #VALUE! | #VALUE!
[9 empty] | #VALUE! | #VALUE! | #VALUE! | #VALUE! | #VALUE! | #VALUE! | #VALUE! | #VALUE! | #VALUE! | 991 | #VALUE! | #VALUE! | #VALUE! | #VALUE! | #VALUE! | #VALUE!
[9 empty] | #VALUE! | #VALUE! | #VALUE! | #VALUE! | #VALUE! | #VALUE! | #VALUE! | #VALUE! | #VALUE! | 992 | #VALUE! | #VALUE! | #VALUE! | #VALUE! | #VALUE! | #VALUE!
[9 empty] | #VALUE! | #VALUE! | #VALUE! | #VALUE! | #VALUE! | #VALUE! | #VALUE! | #VALUE! | #VALUE! | 993 | #VALUE! | #VALUE! | #VALUE! | #VALUE! | #VALUE! | #VALUE!
[9 empty] | #VALUE! | #VALUE! | #VALUE! | #VALUE! | #VALUE! | #VALUE! | #VALUE! | #VALUE! | #VALUE! | 994 | #VALUE! | #VALUE! | #VALUE! | #VALUE! | #VALUE! | #VALUE!
[9 empty] | #VALUE! | #VALUE! | #VALUE! | #VALUE! | #VALUE! | #VALUE! | #VALUE! | #VALUE! | #VALUE! | 995 | #VALUE! | #VALUE! | #VALUE! | #VALUE! | #VALUE! | #VALUE!
[9 empty] | #VALUE! | #VALUE! | #VALUE! | #VALUE! | #VALUE! | #VALUE! | #VALUE! | #VALUE! | #VALUE! | 996 | #VALUE! | #VALUE! | #VALUE! | #VALUE! | #VALUE! | #VALUE!
[9 empty] | #VALUE! | #VALUE! | #VALUE! | #VALUE! | #VALUE! | #VALUE! | #VALUE! | #VALUE! | #VALUE! | 997 | #VALUE! | #VALUE! | #VALUE! | #VALUE! | #VALUE! | #VALUE!
[9 empty] | #VALUE! | #VALUE! | #VALUE! | #VALUE! | #VALUE! | #VALUE! | #VALUE! | #VALUE! | #VALUE! | 998 | #VALUE! | #VALUE! | #VALUE! | #VALUE! | #VALUE! | #VALUE!
[9 empty] | #VALUE! | #VALUE! | #VALUE! | #VALUE! | #VALUE! | #VALUE! | #VALUE! | #VALUE! | #VALUE! | 999 | #VALUE! | #VALUE! | #VALUE! | #VALUE! | #VALUE! | #VALUE!
[9 empty] | #VALUE! | #VALUE! | #VALUE! | #VALUE! | #VALUE! | #VALUE! | #VALUE! | #VALUE! | #VALUE! | 1000 | #VALUE! | #VALUE! | #VALUE! | #VALUE! | #VALUE! | #VALUE!
[9 empty] | #VALUE! | #VALUE! | #VALUE! | #VALUE! | #VALUE! | #VALUE! | #VALUE! | #VALUE! | #VALUE! | 1001 | #VALUE! | #VALUE! | #VALUE! | #VALUE! | #VALUE! | #VALUE!
[9 empty] | #VALUE! | #VALUE! | #VALUE! | #VALUE! | #VALUE! | #VALUE! | #VALUE! | #VALUE! | #VALUE! | 1002 | #VALUE! | #VALUE! | #VALUE! | #VALUE! | #VALUE! | #VALUE!
[9 empty] | #VALUE! | #VALUE! | #VALUE! | #VALUE! | #VALUE! | #VALUE! | #VALUE! | #VALUE! | #VALUE! | 1003 | #VALUE! | #VALUE! | #VALUE! | #VALUE! | #VALUE! | #VALUE!
[9 empty] | #VALUE! | #VALUE! | #VALUE! | #VALUE! | #VALUE! | #VALUE! | #VALUE! | #VALUE! | #VALUE! | 1004 | #VALUE! | #VALUE! | #VALUE! | #VALUE! | #VALUE! | #VALUE!
[9 empty] | #VALUE! | #VALUE! | #VALUE! | #VALUE! | #VALUE! | #VALUE! | #VALUE! | #VALUE! | #VALUE! | 1005 | #VALUE! | #VALUE! | #VALUE! | #VALUE! | #VALUE! | #VALUE!
[9 empty] | #VALUE! | #VALUE! | #VALUE! | #VALUE! | #VALUE! | #VALUE! | #VALUE! | #VALUE! | #VALUE! | 1006 | #VALUE! | #VALUE! | #VALUE! | #VALUE! | #VALUE! | #VALUE!
[9 empty] | #VALUE! | #VALUE! | #VALUE! | #VALUE! | #VALUE! | #VALUE! | #VALUE! | #VALUE! | #VALUE! | 1007 | #VALUE! | #VALUE! | #VALUE! | #VALUE! | #VALUE! | #VALUE!
[9 empty] | #VALUE! | #VALUE! | #VALUE! | #VALUE! | #VALUE! | #VALUE! | #VALUE! | #VALUE! | #VALUE! | 1008 | #VALUE! | #VALUE! | #VALUE! | #VALUE! | #VALUE! | #VALUE!
[9 empty] | #VALUE! | #VALUE! | #VALUE! | #VALUE! | #VALUE! | #VALUE! | #VALUE! | #VALUE! | #VALUE! | 1009 | #VALUE! | #VALUE! | #VALUE! | #VALUE! | #VALUE! | #VALUE!
[9 empty] | #VALUE! | #VALUE! | #VALUE! | #VALUE! | #VALUE! | #VALUE! | #VALUE! | #VALUE! | #VALUE! | 1010 | #VALUE! | #VALUE! | #VALUE! | #VALUE! | #VALUE! | #VALUE!
[9 empty] | #VALUE! | #VALUE! | #VALUE! | #VALUE! | #VALUE! | #VALUE! | #VALUE! | #VALUE! | #VALUE! | 1011 | #VALUE! | #VALUE! | #VALUE! | #VALUE! | #VALUE! | #VALUE!
[9 empty] | #VALUE! | #VALUE! | #VALUE! | #VALUE! | #VALUE! | #VALUE! | #VALUE! | #VALUE! | #VALUE! | 1012 | #VALUE! | #VALUE! | #VALUE! | #VALUE! | #VALUE! | #VALUE!
[9 empty] | #VALUE! | #VALUE! | #VALUE! | #VALUE! | #VALUE! | #VALUE! | #VALUE! | #VALUE! | #VALUE! | 1013 | #VALUE! | #VALUE! | #VALUE! | #VALUE! | #VALUE! | #VALUE!
[9 empty] | #VALUE! | #VALUE! | #VALUE! | #VALUE! | #VALUE! | #VALUE! | #VALUE! | #VALUE! | #VALUE! | 1014 | #VALUE! | #VALUE! | #VALUE! | #VALUE! | #VALUE! | #VALUE!
[9 empty] | #VALUE! | #VALUE! | #VALUE! | #VALUE! | #VALUE! | #VALUE! | #VALUE! | #VALUE! | #VALUE! | 1015 | #VALUE! | #VALUE! | #VALUE! | #VALUE! | #VALUE! | #VALUE!
[9 empty] | #VALUE! | #VALUE! | #VALUE! | #VALUE! | #VALUE! | #VALUE! | #VALUE! | #VALUE! | #VALUE! | 1016 | #VALUE! | #VALUE! | #VALUE! | #VALUE! | #VALUE! | #VALUE!
[9 empty] | #VALUE! | #VALUE! | #VALUE! | #VALUE! | #VALUE! | #VALUE! | #VALUE! | #VALUE! | #VALUE! | 1017 | #VALUE! | #VALUE! | #VALUE! | #VALUE! | #VALUE! | #VALUE!
[9 empty] | #VALUE! | #VALUE! | #VALUE! | #VALUE! | #VALUE! | #VALUE! | #VALUE! | #VALUE! | #VALUE! | 1018 | #VALUE! | #VALUE! | #VALUE! | #VALUE! | #VALUE! | #VALUE!
[9 empty] | #VALUE! | #VALUE! | #VALUE! | #VALUE! | #VALUE! | #VALUE! | #VALUE! | #VALUE! | #VALUE! | 1019 | #VALUE! | #VALUE! | #VALUE! | #VALUE! | #VALUE! | #VALUE!
[9 empty] | #VALUE! | #VALUE! | #VALUE! | #VALUE! | #VALUE! | #VALUE! | #VALUE! | #VALUE! | #VALUE! | 1020 | #VALUE! | #VALUE! | #VALUE! | #VALUE! | #VALUE! | #VALUE!
[9 empty] | #VALUE! | #VALUE! | #VALUE! | #VALUE! | #VALUE! | #VALUE! | #VALUE! | #VALUE! | #VALUE! | 1021 | #VALUE! | #VALUE! | #VALUE! | #VALUE! | #VALUE! | #VALUE!
[9 empty] | #VALUE! | #VALUE! | #VALUE! | #VALUE! | #VALUE! | #VALUE! | #VALUE! | #VALUE! | #VALUE! | 1022 | #VALUE! | #VALUE! | #VALUE! | #VALUE! | #VALUE! | #VALUE!
[9 empty] | #VALUE! | #VALUE! | #VALUE! | #VALUE! | #VALUE! | #VALUE! | #VALUE! | #VALUE! | #VALUE! | 1023 | #VALUE! | #VALUE! | #VALUE! | #VALUE! | #VALUE! | #VALUE!
[9 empty] | #VALUE! | #VALUE! | #VALUE! | #VALUE! | #VALUE! | #VALUE! | #VALUE! | #VALUE! | #VALUE! | 1024 | #VALUE! | #VALUE! | #VALUE! | #VALUE! | #VALUE! | #VALUE!
[9 empty] | #VALUE! | #VALUE! | #VALUE! | #VALUE! | #VALUE! | #VALUE! | #VALUE! | #VALUE! | #VALUE! | 1025 | #VALUE! | #VALUE! | #VALUE! | #VALUE! | #VALUE! | #VALUE!
[9 empty] | #VALUE! | #VALUE! | #VALUE! | #VALUE! | #VALUE! | #VALUE! | #VALUE! | #VALUE! | #VALUE! | 1026 | #VALUE! | #VALUE! | #VALUE! | #VALUE! | #VALUE! | #VALUE!
[9 empty] | #VALUE! | #VALUE! | #VALUE! | #VALUE! | #VALUE! | #VALUE! | #VALUE! | #VALUE! | #VALUE! | 1027 | #VALUE! | #VALUE! | #VALUE! | #VALUE! | #VALUE! | #VALUE!
[9 empty] | #VALUE! | #VALUE! | #VALUE! | #VALUE! | #VALUE! | #VALUE! | #VALUE! | #VALUE! | #VALUE! | 1028 | #VALUE! | #VALUE! | #VALUE! | #VALUE! | #VALUE! | #VALUE!
[9 empty] | #VALUE! | #VALUE! | #VALUE! | #VALUE! | #VALUE! | #VALUE! | #VALUE! | #VALUE! | #VALUE! | 1029 | #VALUE! | #VALUE! | #VALUE! | #VALUE! | #VALUE! | #VALUE!
[9 empty] | #VALUE! | #VALUE! | #VALUE! | #VALUE! | #VALUE! | #VALUE! | #VALUE! | #VALUE! | #VALUE! | 1030 | #VALUE! | #VALUE! | #VALUE! | #VALUE! | #VALUE! | #VALUE!
[9 empty] | #VALUE! | #VALUE! | #VALUE! | #VALUE! | #VALUE! | #VALUE! | #VALUE! | #VALUE! | #VALUE! | 1031 | #VALUE! | #VALUE! | #VALUE! | #VALUE! | #VALUE! | #VALUE!
[9 empty] | #VALUE! | #VALUE! | #VALUE! | #VALUE! | #VALUE! | #VALUE! | #VALUE! | #VALUE! | #VALUE! | 1032 | #VALUE! | #VALUE! | #VALUE! | #VALUE! | #VALUE! | #VALUE!
[9 empty] | #VALUE! | #VALUE! | #VALUE! | #VALUE! | #VALUE! | #VALUE! | #VALUE! | #VALUE! | #VALUE! | 1033 | #VALUE! | #VALUE! | #VALUE! | #VALUE! | #VALUE! | #VALUE!
[9 empty] | #VALUE! | #VALUE! | #VALUE! | #VALUE! | #VALUE! | #VALUE! | #VALUE! | #VALUE! | #VALUE! | 1034 | #VALUE! | #VALUE! | #VALUE! | #VALUE! | #VALUE! | #VALUE!
[9 empty] | #VALUE! | #VALUE! | #VALUE! | #VALUE! | #VALUE! | #VALUE! | #VALUE! | #VALUE! | #VALUE! | 1035 | #VALUE! | #VALUE! | #VALUE! | #VALUE! | #VALUE! | #VALUE!
[9 empty] | #VALUE! | #VALUE! | #VALUE! | #VALUE! | #VALUE! | #VALUE! | #VALUE! | #VALUE! | #VALUE! | 1036 | #VALUE! | #VALUE! | #VALUE! | #VALUE! | #VALUE! | #VALUE!
[9 empty] | #VALUE! | #VALUE! | #VALUE! | #VALUE! | #VALUE! | #VALUE! | #VALUE! | #VALUE! | #VALUE! | 1037 | #VALUE! | #VALUE! | #VALUE! | #VALUE! | #VALUE! | #VALUE!
[9 empty] | #VALUE! | #VALUE! | #VALUE! | #VALUE! | #VALUE! | #VALUE! | #VALUE! | #VALUE! | #VALUE! | 1038 | #VALUE! | #VALUE! | #VALUE! | #VALUE! | #VALUE! | #VALUE!
[9 empty] | #VALUE! | #VALUE! | #VALUE! | #VALUE! | #VALUE! | #VALUE! | #VALUE! | #VALUE! | #VALUE! | 1039 | #VALUE! | #VALUE! | #VALUE! | #VALUE! | #VALUE! | #VALUE!
[9 empty] | #VALUE! | #VALUE! | #VALUE! | #VALUE! | #VALUE! | #VALUE! | #VALUE! | #VALUE! | #VALUE! | 1040 | #VALUE! | #VALUE! | #VALUE! | #VALUE! | #VALUE! | #VALUE!
[9 empty] | #VALUE! | #VALUE! | #VALUE! | #VALUE! | #VALUE! | #VALUE! | #VALUE! | #VALUE! | #VALUE! | 1041 | #VALUE! | #VALUE! | #VALUE! | #VALUE! | #VALUE! | #VALUE!
[9 empty] | #VALUE! | #VALUE! | #VALUE! | #VALUE! | #VALUE! | #VALUE! | #VALUE! | #VALUE! | #VALUE! | 1042 | #VALUE! | #VALUE! | #VALUE! | #VALUE! | #VALUE! | #VALUE!
[9 empty] | #VALUE! | #VALUE! | #VALUE! | #VALUE! | #VALUE! | #VALUE! | #VALUE! | #VALUE! | #VALUE! | 1043 | #VALUE! | #VALUE! | #VALUE! | #VALUE! | #VALUE! | #VALUE!
[9 empty] | #VALUE! | #VALUE! | #VALUE! | #VALUE! | #VALUE! | #VALUE! | #VALUE! | #VALUE! | #VALUE! | 1044 | #VALUE! | #VALUE! | #VALUE! | #VALUE! | #VALUE! | #VALUE!
[9 empty] | #VALUE! | #VALUE! | #VALUE! | #VALUE! | #VALUE! | #VALUE! | #VALUE! | #VALUE! | #VALUE! | 1045 | #VALUE! | #VALUE! | #VALUE! | #VALUE! | #VALUE! | #VALUE!
[9 empty] | #VALUE! | #VALUE! | #VALUE! | #VALUE! | #VALUE! | #VALUE! | #VALUE! | #VALUE! | #VALUE! | 1046 | #VALUE! | #VALUE! | #VALUE! | #VALUE! | #VALUE! | #VALUE!
[9 empty] | #VALUE! | #VALUE! | #VALUE! | #VALUE! | #VALUE! | #VALUE! | #VALUE! | #VALUE! | #VALUE! | 1047 | #VALUE! | #VALUE! | #VALUE! | #VALUE! | #VALUE! | #VALUE!
[9 empty] | #VALUE! | #VALUE! | #VALUE! | #VALUE! | #VALUE! | #VALUE! | #VALUE! | #VALUE! | #VALUE! | 1048 | #VALUE! | #VALUE! | #VALUE! | #VALUE! | #VALUE! | #VALUE!
[9 empty] | #VALUE! | #VALUE! | #VALUE! | #VALUE! | #VALUE! | #VALUE! | #VALUE! | #VALUE! | #VALUE! | 1049 | #VALUE! | #VALUE! | #VALUE! | #VALUE! | #VALUE! | #VALUE!
[9 empty] | #VALUE! | #VALUE! | #VALUE! | #VALUE! | #VALUE! | #VALUE! | #VALUE! | #VALUE! | #VALUE! | 1050 | #VALUE! | #VALUE! | #VALUE! | #VALUE! | #VALUE! | #VALUE!
[9 empty] | #VALUE! | #VALUE! | #VALUE! | #VALUE! | #VALUE! | #VALUE! | #VALUE! | #VALUE! | #VALUE! | 1051 | #VALUE! | #VALUE! | #VALUE! | #VALUE! | #VALUE! | #VALUE!
[9 empty] | #VALUE! | #VALUE! | #VALUE! | #VALUE! | #VALUE! | #VALUE! | #VALUE! | #VALUE! | #VALUE! | 1052 | #VALUE! | #VALUE! | #VALUE! | #VALUE! | #VALUE! | #VALUE!
[9 empty] | #VALUE! | #VALUE! | #VALUE! | #VALUE! | #VALUE! | #VALUE! | #VALUE! | #VALUE! | #VALUE! | 1053 | #VALUE! | #VALUE! | #VALUE! | #VALUE! | #VALUE! | #VALUE!
[9 empty] | #VALUE! | #VALUE! | #VALUE! | #VALUE! | #VALUE! | #VALUE! | #VALUE! | #VALUE! | #VALUE! | 1054 | #VALUE! | #VALUE! | #VALUE! | #VALUE! | #VALUE! | #VALUE!
[9 empty] | #VALUE! | #VALUE! | #VALUE! | #VALUE! | #VALUE! | #VALUE! | #VALUE! | #VALUE! | #VALUE! | 1055 | #VALUE! | #VALUE! | #VALUE! | #VALUE! | #VALUE! | #VALUE!
[9 empty] | #VALUE! | #VALUE! | #VALUE! | #VALUE! | #VALUE! | #VALUE! | #VALUE! | #VALUE! | #VALUE! | 1056 | #VALUE! | #VALUE! | #VALUE! | #VALUE! | #VALUE! | #VALUE!
[9 empty] | #VALUE! | #VALUE! | #VALUE! | #VALUE! | #VALUE! | #VALUE! | #VALUE! | #VALUE! | #VALUE! | 1057 | #VALUE! | #VALUE! | #VALUE! | #VALUE! | #VALUE! | #VALUE!
[9 empty] | #VALUE! | #VALUE! | #VALUE! | #VALUE! | #VALUE! | #VALUE! | #VALUE! | #VALUE! | #VALUE! | 1058 | #VALUE! | #VALUE! | #VALUE! | #VALUE! | #VALUE! | #VALUE!
[9 empty] | #VALUE! | #VALUE! | #VALUE! | #VALUE! | #VALUE! | #VALUE! | #VALUE! | #VALUE! | #VALUE! | 1059 | #VALUE! | #VALUE! | #VALUE! | #VALUE! | #VALUE! | #VALUE!
[9 empty] | #VALUE! | #VALUE! | #VALUE! | #VALUE! | #VALUE! | #VALUE! | #VALUE! | #VALUE! | #VALUE! | 1060 | #VALUE! | #VALUE! | #VALUE! | #VALUE! | #VALUE! | #VALUE!
[9 empty] | #VALUE! | #VALUE! | #VALUE! | #VALUE! | #VALUE! | #VALUE! | #VALUE! | #VALUE! | #VALUE! | 1061 | #VALUE! | #VALUE! | #VALUE! | #VALUE! | #VALUE! | #VALUE!
[9 empty] | #VALUE! | #VALUE! | #VALUE! | #VALUE! | #VALUE! | #VALUE! | #VALUE! | #VALUE! | #VALUE! | 1062 | #VALUE! | #VALUE! | #VALUE! | #VALUE! | #VALUE! | #VALUE!
[9 empty] | #VALUE! | #VALUE! | #VALUE! | #VALUE! | #VALUE! | #VALUE! | #VALUE! | #VALUE! | #VALUE! | 1063 | #VALUE! | #VALUE! | #VALUE! | #VALUE! | #VALUE! | #VALUE!
[9 empty] | #VALUE! | #VALUE! | #VALUE! | #VALUE! | #VALUE! | #VALUE! | #VALUE! | #VALUE! | #VALUE! | 1064 | #VALUE! | #VALUE! | #VALUE! | #VALUE! | #VALUE! | #VALUE!
[9 empty] | #VALUE! | #VALUE! | #VALUE! | #VALUE! | #VALUE! | #VALUE! | #VALUE! | #VALUE! | #VALUE! | 1065 | #VALUE! | #VALUE! | #VALUE! | #VALUE! | #VALUE! | #VALUE!
[9 empty] | #VALUE! | #VALUE! | #VALUE! | #VALUE! | #VALUE! | #VALUE! | #VALUE! | #VALUE! | #VALUE! | 1066 | #VALUE! | #VALUE! | #VALUE! | #VALUE! | #VALUE! | #VALUE!
[9 empty] | #VALUE! | #VALUE! | #VALUE! | #VALUE! | #VALUE! | #VALUE! | #VALUE! | #VALUE! | #VALUE! | 1067 | #VALUE! | #VALUE! | #VALUE! | #VALUE! | #VALUE! | #VALUE!
[9 empty] | #VALUE! | #VALUE! | #VALUE! | #VALUE! | #VALUE! | #VALUE! | #VALUE! | #VALUE! | #VALUE! | 1068 | #VALUE! | #VALUE! | #VALUE! | #VALUE! | #VALUE! | #VALUE!
[9 empty] | #VALUE! | #VALUE! | #VALUE! | #VALUE! | #VALUE! | #VALUE! | #VALUE! | #VALUE! | #VALUE! | 1069 | #VALUE! | #VALUE! | #VALUE! | #VALUE! | #VALUE! | #VALUE!
[9 empty] | #VALUE! | #VALUE! | #VALUE! | #VALUE! | #VALUE! | #VALUE! | #VALUE! | #VALUE! | #VALUE! | 1070 | #VALUE! | #VALUE! | #VALUE! | #VALUE! | #VALUE! | #VALUE!
[9 empty] | #VALUE! | #VALUE! | #VALUE! | #VALUE! | #VALUE! | #VALUE! | #VALUE! | #VALUE! | #VALUE! | 1071 | #VALUE! | #VALUE! | #VALUE! | #VALUE! | #VALUE! | #VALUE!
[9 empty] | #VALUE! | #VALUE! | #VALUE! | #VALUE! | #VALUE! | #VALUE! | #VALUE! | #VALUE! | #VALUE! | 1072 | #VALUE! | #VALUE! | #VALUE! | #VALUE! | #VALUE! | #VALUE!
[9 empty] | #VALUE! | #VALUE! | #VALUE! | #VALUE! | #VALUE! | #VALUE! | #VALUE! | #VALUE! | #VALUE! | 1073 | #VALUE! | #VALUE! | #VALUE! | #VALUE! | #VALUE! | #VALUE!
[9 empty] | #VALUE! | #VALUE! | #VALUE! | #VALUE! | #VALUE! | #VALUE! | #VALUE! | #VALUE! | #VALUE! | 1074 | #VALUE! | #VALUE! | #VALUE! | #VALUE! | #VALUE! | #VALUE!
[9 empty] | #VALUE! | #VALUE! | #VALUE! | #VALUE! | #VALUE! | #VALUE! | #VALUE! | #VALUE! | #VALUE! | 1075 | #VALUE! | #VALUE! | #VALUE! | #VALUE! | #VALUE! | #VALUE!
[9 empty] | #VALUE! | #VALUE! | #VALUE! | #VALUE! | #VALUE! | #VALUE! | #VALUE! | #VALUE! | #VALUE! | 1076 | #VALUE! | #VALUE! | #VALUE! | #VALUE! | #VALUE! | #VALUE!
[9 empty] | #VALUE! | #VALUE! | #VALUE! | #VALUE! | #VALUE! | #VALUE! | #VALUE! | #VALUE! | #VALUE! | 1077 | #VALUE! | #VALUE! | #VALUE! | #VALUE! | #VALUE! | #VALUE!
[9 empty] | #VALUE! | #VALUE! | #VALUE! | #VALUE! | #VALUE! | #VALUE! | #VALUE! | #VALUE! | #VALUE! | 1078 | #VALUE! | #VALUE! | #VALUE! | #VALUE! | #VALUE! | #VALUE!
[9 empty] | #VALUE! | #VALUE! | #VALUE! | #VALUE! | #VALUE! | #VALUE! | #VALUE! | #VALUE! | #VALUE! | 1079 | #VALUE! | #VALUE! | #VALUE! | #VALUE! | #VALUE! | #VALUE!
[9 empty] | #VALUE! | #VALUE! | #VALUE! | #VALUE! | #VALUE! | #VALUE! | #VALUE! | #VALUE! | #VALUE! | 1080 | #VALUE! | #VALUE! | #VALUE! | #VALUE! | #VALUE! | #VALUE!
[9 empty] | #VALUE! | #VALUE! | #VALUE! | #VALUE! | #VALUE! | #VALUE! | #VALUE! | #VALUE! | #VALUE! | 1081 | #VALUE! | #VALUE! | #VALUE! | #VALUE! | #VALUE! | #VALUE!
[9 empty] | #VALUE! | #VALUE! | #VALUE! | #VALUE! | #VALUE! | #VALUE! | #VALUE! | #VALUE! | #VALUE! | 1082 | #VALUE! | #VALUE! | #VALUE! | #VALUE! | #VALUE! | #VALUE!
[9 empty] | #VALUE! | #VALUE! | #VALUE! | #VALUE! | #VALUE! | #VALUE! | #VALUE! | #VALUE! | #VALUE! | 1083 | #VALUE! | #VALUE! | #VALUE! | #VALUE! | #VALUE! | #VALUE!
[9 empty] | #VALUE! | #VALUE! | #VALUE! | #VALUE! | #VALUE! | #VALUE! | #VALUE! | #VALUE! | #VALUE! | 1084 | #VALUE! | #VALUE! | #VALUE! | #VALUE! | #VALUE! | #VALUE!
[9 empty] | #VALUE! | #VALUE! | #VALUE! | #VALUE! | #VALUE! | #VALUE! | #VALUE! | #VALUE! | #VALUE! | 1085 | #VALUE! | #VALUE! | #VALUE! | #VALUE! | #VALUE! | #VALUE!
[9 empty] | #VALUE! | #VALUE! | #VALUE! | #VALUE! | #VALUE! | #VALUE! | #VALUE! | #VALUE! | #VALUE! | 1086 | #VALUE! | #VALUE! | #VALUE! | #VALUE! | #VALUE! | #VALUE!
[9 empty] | #VALUE! | #VALUE! | #VALUE! | #VALUE! | #VALUE! | #VALUE! | #VALUE! | #VALUE! | #VALUE! | 1087 | #VALUE! | #VALUE! | #VALUE! | #VALUE! | #VALUE! | #VALUE!
[9 empty] | #VALUE! | #VALUE! | #VALUE! | #VALUE! | #VALUE! | #VALUE! | #VALUE! | #VALUE! | #VALUE! | 1088 | #VALUE! | #VALUE! | #VALUE! | #VALUE! | #VALUE! | #VALUE!
[9 empty] | #VALUE! | #VALUE! | #VALUE! | #VALUE! | #VALUE! | #VALUE! | #VALUE! | #VALUE! | #VALUE! | 1089 | #VALUE! | #VALUE! | #VALUE! | #VALUE! | #VALUE! | #VALUE!
[9 empty] | #VALUE! | #VALUE! | #VALUE! | #VALUE! | #VALUE! | #VALUE! | #VALUE! | #VALUE! | #VALUE! | 1090 | #VALUE! | #VALUE! | #VALUE! | #VALUE! | #VALUE! | #VALUE!
[9 empty] | #VALUE! | #VALUE! | #VALUE! | #VALUE! | #VALUE! | #VALUE! | #VALUE! | #VALUE! | #VALUE! | 1091 | #VALUE! | #VALUE! | #VALUE! | #VALUE! | #VALUE! | #VALUE!
[9 empty] | #VALUE! | #VALUE! | #VALUE! | #VALUE! | #VALUE! | #VALUE! | #VALUE! | #VALUE! | #VALUE! | 1092 | #VALUE! | #VALUE! | #VALUE! | #VALUE! | #VALUE! | #VALUE!
[9 empty] | #VALUE! | #VALUE! | #VALUE! | #VALUE! | #VALUE! | #VALUE! | #VALUE! | #VALUE! | #VALUE! | 1093 | #VALUE! | #VALUE! | #VALUE! | #VALUE! | #VALUE! | #VALUE!
[9 empty] | #VALUE! | #VALUE! | #VALUE! | #VALUE! | #VALUE! | #VALUE! | #VALUE! | #VALUE! | #VALUE! | 1094 | #VALUE! | #VALUE! | #VALUE! | #VALUE! | #VALUE! | #VALUE!
[9 empty] | #VALUE! | #VALUE! | #VALUE! | #VALUE! | #VALUE! | #VALUE! | #VALUE! | #VALUE! | #VALUE! | 1095 | #VALUE! | #VALUE! | #VALUE! | #VALUE! | #VALUE! | #VALUE!
[9 empty] | #VALUE! | #VALUE! | #VALUE! | #VALUE! | #VALUE! | #VALUE! | #VALUE! | #VALUE! | #VALUE! | 1096 | #VALUE! | #VALUE! | #VALUE! | #VALUE! | #VALUE! | #VALUE!
[9 empty] | #VALUE! | #VALUE! | #VALUE! | #VALUE! | #VALUE! | #VALUE! | #VALUE! | #VALUE! | #VALUE! | 1097 | #VALUE! | #VALUE! | #VALUE! | #VALUE! | #VALUE! | #VALUE!
[9 empty] | #VALUE! | #VALUE! | #VALUE! | #VALUE! | #VALUE! | #VALUE! | #VALUE! | #VALUE! | #VALUE! | 1098 | #VALUE! | #VALUE! | #VALUE! | #VALUE! | #VALUE! | #VALUE!
[9 empty] | #VALUE! | #VALUE! | #VALUE! | #VALUE! | #VALUE! | #VALUE! | #VALUE! | #VALUE! | #VALUE! | 1099 | #VALUE! | #VALUE! | #VALUE! | #VALUE! | #VALUE! | #VALUE!
[9 empty] | #VALUE! | #VALUE! | #VALUE! | #VALUE! | #VALUE! | #VALUE! | #VALUE! | #VALUE! | #VALUE! | 1100 | #VALUE! | #VALUE! | #VALUE! | #VALUE! | #VALUE! | #VALUE!
[9 empty] | #VALUE! | #VALUE! | #VALUE! | #VALUE! | #VALUE! | #VALUE! | #VALUE! | #VALUE! | #VALUE! | 1101 | #VALUE! | #VALUE! | #VALUE! | #VALUE! | #VALUE! | #VALUE!
[9 empty] | #VALUE! | #VALUE! | #VALUE! | #VALUE! | #VALUE! | #VALUE! | #VALUE! | #VALUE! | #VALUE! | 1102 | #VALUE! | #VALUE! | #VALUE! | #VALUE! | #VALUE! | #VALUE!
[9 empty] | #VALUE! | #VALUE! | #VALUE! | #VALUE! | #VALUE! | #VALUE! | #VALUE! | #VALUE! | #VALUE! | 1103 | #VALUE! | #VALUE! | #VALUE! | #VALUE! | #VALUE! | #VALUE!
[9 empty] | #VALUE! | #VALUE! | #VALUE! | #VALUE! | #VALUE! | #VALUE! | #VALUE! | #VALUE! | #VALUE! | 1104 | #VALUE! | #VALUE! | #VALUE! | #VALUE! | #VALUE! | #VALUE!
[9 empty] | #VALUE! | #VALUE! | #VALUE! | #VALUE! | #VALUE! | #VALUE! | #VALUE! | #VALUE! | #VALUE! | 1105 | #VALUE! | #VALUE! | #VALUE! | #VALUE! | #VALUE! | #VALUE!
[9 empty] | #VALUE! | #VALUE! | #VALUE! | #VALUE! | #VALUE! | #VALUE! | #VALUE! | #VALUE! | #VALUE! | 1106 | #VALUE! | #VALUE! | #VALUE! | #VALUE! | #VALUE! | #VALUE!
[9 empty] | #VALUE! | #VALUE! | #VALUE! | #VALUE! | #VALUE! | #VALUE! | #VALUE! | #VALUE! | #VALUE! | 1107 | #VALUE! | #VALUE! | #VALUE! | #VALUE! | #VALUE! | #VALUE!
[9 empty] | #VALUE! | #VALUE! | #VALUE! | #VALUE! | #VALUE! | #VALUE! | #VALUE! | #VALUE! | #VALUE! | 1108 | #VALUE! | #VALUE! | #VALUE! | #VALUE! | #VALUE! | #VALUE!
[9 empty] | #VALUE! | #VALUE! | #VALUE! | #VALUE! | #VALUE! | #VALUE! | #VALUE! | #VALUE! | #VALUE! | 1109 | #VALUE! | #VALUE! | #VALUE! | #VALUE! | #VALUE! | #VALUE!
[9 empty] | #VALUE! | #VALUE! | #VALUE! | #VALUE! | #VALUE! | #VALUE! | #VALUE! | #VALUE! | #VALUE! | 1110 | #VALUE! | #VALUE! | #VALUE! | #VALUE! | #VALUE! | #VALUE!
[9 empty] | #VALUE! | #VALUE! | #VALUE! | #VALUE! | #VALUE! | #VALUE! | #VALUE! | #VALUE! | #VALUE! | 1111 | #VALUE! | #VALUE! | #VALUE! | #VALUE! | #VALUE! | #VALUE!
[9 empty] | #VALUE! | #VALUE! | #VALUE! | #VALUE! | #VALUE! | #VALUE! | #VALUE! | #VALUE! | #VALUE! | 1112 | #VALUE! | #VALUE! | #VALUE! | #VALUE! | #VALUE! | #VALUE!
[9 empty] | #VALUE! | #VALUE! | #VALUE! | #VALUE! | #VALUE! | #VALUE! | #VALUE! | #VALUE! | #VALUE! | 1113 | #VALUE! | #VALUE! | #VALUE! | #VALUE! | #VALUE! | #VALUE!
[9 empty] | #VALUE! | #VALUE! | #VALUE! | #VALUE! | #VALUE! | #VALUE! | #VALUE! | #VALUE! | #VALUE! | 1114 | #VALUE! | #VALUE! | #VALUE! | #VALUE! | #VALUE! | #VALUE!
[9 empty] | #VALUE! | #VALUE! | #VALUE! | #VALUE! | #VALUE! | #VALUE! | #VALUE! | #VALUE! | #VALUE! | 1115 | #VALUE! | #VALUE! | #VALUE! | #VALUE! | #VALUE! | #VALUE!
[9 empty] | #VALUE! | #VALUE! | #VALUE! | #VALUE! | #VALUE! | #VALUE! | #VALUE! | #VALUE! | #VALUE! | 1116 | #VALUE! | #VALUE! | #VALUE! | #VALUE! | #VALUE! | #VALUE!
[9 empty] | #VALUE! | #VALUE! | #VALUE! | #VALUE! | #VALUE! | #VALUE! | #VALUE! | #VALUE! | #VALUE! | 1117 | #VALUE! | #VALUE! | #VALUE! | #VALUE! | #VALUE! | #VALUE!
[9 empty] | #VALUE! | #VALUE! | #VALUE! | #VALUE! | #VALUE! | #VALUE! | #VALUE! | #VALUE! | #VALUE! | 1118 | #VALUE! | #VALUE! | #VALUE! | #VALUE! | #VALUE! | #VALUE!
[9 empty] | #VALUE! | #VALUE! | #VALUE! | #VALUE! | #VALUE! | #VALUE! | #VALUE! | #VALUE! | #VALUE! | 1119 | #VALUE! | #VALUE! | #VALUE! | #VALUE! | #VALUE! | #VALUE!
[9 empty] | #VALUE! | #VALUE! | #VALUE! | #VALUE! | #VALUE! | #VALUE! | #VALUE! | #VALUE! | #VALUE! | 1120 | #VALUE! | #VALUE! | #VALUE! | #VALUE! | #VALUE! | #VALUE!
[9 empty] | #VALUE! | #VALUE! | #VALUE! | #VALUE! | #VALUE! | #VALUE! | #VALUE! | #VALUE! | #VALUE! | 1121 | #VALUE! | #VALUE! | #VALUE! | #VALUE! | #VALUE! | #VALUE!
[9 empty] | #VALUE! | #VALUE! | #VALUE! | #VALUE! | #VALUE! | #VALUE! | #VALUE! | #VALUE! | #VALUE! | 1122 | #VALUE! | #VALUE! | #VALUE! | #VALUE! | #VALUE! | #VALUE!
[9 empty] | #VALUE! | #VALUE! | #VALUE! | #VALUE! | #VALUE! | #VALUE! | #VALUE! | #VALUE! | #VALUE! | 1123 | #VALUE! | #VALUE! | #VALUE! | #VALUE! | #VALUE! | #VALUE!
[9 empty] | #VALUE! | #VALUE! | #VALUE! | #VALUE! | #VALUE! | #VALUE! | #VALUE! | #VALUE! | #VALUE! | 1124 | #VALUE! | #VALUE! | #VALUE! | #VALUE! | #VALUE! | #VALUE!
[9 empty] | #VALUE! | #VALUE! | #VALUE! | #VALUE! | #VALUE! | #VALUE! | #VALUE! | #VALUE! | #VALUE! | 1125 | #VALUE! | #VALUE! | #VALUE! | #VALUE! | #VALUE! | #VALUE!
[9 empty] | #VALUE! | #VALUE! | #VALUE! | #VALUE! | #VALUE! | #VALUE! | #VALUE! | #VALUE! | #VALUE! | 1126 | #VALUE! | #VALUE! | #VALUE! | #VALUE! | #VALUE! | #VALUE!
[9 empty] | #VALUE! | #VALUE! | #VALUE! | #VALUE! | #VALUE! | #VALUE! | #VALUE! | #VALUE! | #VALUE! | 1127 | #VALUE! | #VALUE! | #VALUE! | #VALUE! | #VALUE! | #VALUE!
[9 empty] | #VALUE! | #VALUE! | #VALUE! | #VALUE! | #VALUE! | #VALUE! | #VALUE! | #VALUE! | #VALUE! | 1128 | #VALUE! | #VALUE! | #VALUE! | #VALUE! | #VALUE! | #VALUE!
[9 empty] | #VALUE! | #VALUE! | #VALUE! | #VALUE! | #VALUE! | #VALUE! | #VALUE! | #VALUE! | #VALUE! | 1129 | #VALUE! | #VALUE! | #VALUE! | #VALUE! | #VALUE! | #VALUE!
[9 empty] | #VALUE! | #VALUE! | #VALUE! | #VALUE! | #VALUE! | #VALUE! | #VALUE! | #VALUE! | #VALUE! | 1130 | #VALUE! | #VALUE! | #VALUE! | #VALUE! | #VALUE! | #VALUE!
[9 empty] | #VALUE! | #VALUE! | #VALUE! | #VALUE! | #VALUE! | #VALUE! | #VALUE! | #VALUE! | #VALUE! | 1131 | #VALUE! | #VALUE! | #VALUE! | #VALUE! | #VALUE! | #VALUE!
[9 empty] | #VALUE! | #VALUE! | #VALUE! | #VALUE! | #VALUE! | #VALUE! | #VALUE! | #VALUE! | #VALUE! | 1132 | #VALUE! | #VALUE! | #VALUE! | #VALUE! | #VALUE! | #VALUE!
[9 empty] | #VALUE! | #VALUE! | #VALUE! | #VALUE! | #VALUE! | #VALUE! | #VALUE! | #VALUE! | #VALUE! | 1133 | #VALUE! | #VALUE! | #VALUE! | #VALUE! | #VALUE! | #VALUE!
[9 empty] | #VALUE! | #VALUE! | #VALUE! | #VALUE! | #VALUE! | #VALUE! | #VALUE! | #VALUE! | #VALUE! | 1134 | #VALUE! | #VALUE! | #VALUE! | #VALUE! | #VALUE! | #VALUE!
[9 empty] | #VALUE! | #VALUE! | #VALUE! | #VALUE! | #VALUE! | #VALUE! | #VALUE! | #VALUE! | #VALUE! | 1135 | #VALUE! | #VALUE! | #VALUE! | #VALUE! | #VALUE! | #VALUE!
[9 empty] | #VALUE! | #VALUE! | #VALUE! | #VALUE! | #VALUE! | #VALUE! | #VALUE! | #VALUE! | #VALUE! | 1136 | #VALUE! | #VALUE! | #VALUE! | #VALUE! | #VALUE! | #VALUE!
[9 empty] | #VALUE! | #VALUE! | #VALUE! | #VALUE! | #VALUE! | #VALUE! | #VALUE! | #VALUE! | #VALUE! | 1137 | #VALUE! | #VALUE! | #VALUE! | #VALUE! | #VALUE! | #VALUE!
[9 empty] | #VALUE! | #VALUE! | #VALUE! | #VALUE! | #VALUE! | #VALUE! | #VALUE! | #VALUE! | #VALUE! | 1138 | #VALUE! | #VALUE! | #VALUE! | #VALUE! | #VALUE! | #VALUE!
[9 empty] | #VALUE! | #VALUE! | #VALUE! | #VALUE! | #VALUE! | #VALUE! | #VALUE! | #VALUE! | #VALUE! | 1139 | #VALUE! | #VALUE! | #VALUE! | #VALUE! | #VALUE! | #VALUE!
[9 empty] | #VALUE! | #VALUE! | #VALUE! | #VALUE! | #VALUE! | #VALUE! | #VALUE! | #VALUE! | #VALUE! | 1140 | #VALUE! | #VALUE! | #VALUE! | #VALUE! | #VALUE! | #VALUE!
[9 empty] | #VALUE! | #VALUE! | #VALUE! | #VALUE! | #VALUE! | #VALUE! | #VALUE! | #VALUE! | #VALUE! | 1141 | #VALUE! | #VALUE! | #VALUE! | #VALUE! | #VALUE! | #VALUE!
[9 empty] | #VALUE! | #VALUE! | #VALUE! | #VALUE! | #VALUE! | #VALUE! | #VALUE! | #VALUE! | #VALUE! | 1142 | #VALUE! | #VALUE! | #VALUE! | #VALUE! | #VALUE! | #VALUE!
[9 empty] | #VALUE! | #VALUE! | #VALUE! | #VALUE! | #VALUE! | #VALUE! | #VALUE! | #VALUE! | #VALUE! | 1143 | #VALUE! | #VALUE! | #VALUE! | #VALUE! | #VALUE! | #VALUE!
[9 empty] | #VALUE! | #VALUE! | #VALUE! | #VALUE! | #VALUE! | #VALUE! | #VALUE! | #VALUE! | #VALUE! | 1144 | #VALUE! | #VALUE! | #VALUE! | #VALUE! | #VALUE! | #VALUE!
[9 empty] | #VALUE! | #VALUE! | #VALUE! | #VALUE! | #VALUE! | #VALUE! | #VALUE! | #VALUE! | #VALUE! | 1145 | #VALUE! | #VALUE! | #VALUE! | #VALUE! | #VALUE! | #VALUE!
[9 empty] | #VALUE! | #VALUE! | #VALUE! | #VALUE! | #VALUE! | #VALUE! | #VALUE! | #VALUE! | #VALUE! | 1146 | #VALUE! | #VALUE! | #VALUE! | #VALUE! | #VALUE! | #VALUE!
[9 empty] | #VALUE! | #VALUE! | #VALUE! | #VALUE! | #VALUE! | #VALUE! | #VALUE! | #VALUE! | #VALUE! | 1147 | #VALUE! | #VALUE! | #VALUE! | #VALUE! | #VALUE! | #VALUE!
[9 empty] | #VALUE! | #VALUE! | #VALUE! | #VALUE! | #VALUE! | #VALUE! | #VALUE! | #VALUE! | #VALUE! | 1148 | #VALUE! | #VALUE! | #VALUE! | #VALUE! | #VALUE! | #VALUE!
[9 empty] | #VALUE! | #VALUE! | #VALUE! | #VALUE! | #VALUE! | #VALUE! | #VALUE! | #VALUE! | #VALUE! | 1149 | #VALUE! | #VALUE! | #VALUE! | #VALUE! | #VALUE! | #VALUE!
[9 empty] | #VALUE! | #VALUE! | #VALUE! | #VALUE! | #VALUE! | #VALUE! | #VALUE! | #VALUE! | #VALUE! | 1150 | #VALUE! | #VALUE! | #VALUE! | #VALUE! | #VALUE! | #VALUE!
[9 empty] | #VALUE! | #VALUE! | #VALUE! | #VALUE! | #VALUE! | #VALUE! | #VALUE! | #VALUE! | #VALUE! | 1151 | #VALUE! | #VALUE! | #VALUE! | #VALUE! | #VALUE! | #VALUE!
[9 empty] | #VALUE! | #VALUE! | #VALUE! | #VALUE! | #VALUE! | #VALUE! | #VALUE! | #VALUE! | #VALUE! | 1152 | #VALUE! | #VALUE! | #VALUE! | #VALUE! | #VALUE! | #VALUE!
[9 empty] | #VALUE! | #VALUE! | #VALUE! | #VALUE! | #VALUE! | #VALUE! | #VALUE! | #VALUE! | #VALUE! | 1153 | #VALUE! | #VALUE! | #VALUE! | #VALUE! | #VALUE! | #VALUE!
[9 empty] | #VALUE! | #VALUE! | #VALUE! | #VALUE! | #VALUE! | #VALUE! | #VALUE! | #VALUE! | #VALUE! | 1154 | #VALUE! | #VALUE! | #VALUE! | #VALUE! | #VALUE! | #VALUE!
[9 empty] | #VALUE! | #VALUE! | #VALUE! | #VALUE! | #VALUE! | #VALUE! | #VALUE! | #VALUE! | #VALUE! | 1155 | #VALUE! | #VALUE! | #VALUE! | #VALUE! | #VALUE! | #VALUE!
[9 empty] | #VALUE! | #VALUE! | #VALUE! | #VALUE! | #VALUE! | #VALUE! | #VALUE! | #VALUE! | #VALUE! | 1156 | #VALUE! | #VALUE! | #VALUE! | #VALUE! | #VALUE! | #VALUE!
[9 empty] | #VALUE! | #VALUE! | #VALUE! | #VALUE! | #VALUE! | #VALUE! | #VALUE! | #VALUE! | #VALUE! | 1157 | #VALUE! | #VALUE! | #VALUE! | #VALUE! | #VALUE! | #VALUE!
[9 empty] | #VALUE! | #VALUE! | #VALUE! | #VALUE! | #VALUE! | #VALUE! | #VALUE! | #VALUE! | #VALUE! | 1158 | #VALUE! | #VALUE! | #VALUE! | #VALUE! | #VALUE! | #VALUE!
[9 empty] | #VALUE! | #VALUE! | #VALUE! | #VALUE! | #VALUE! | #VALUE! | #VALUE! | #VALUE! | #VALUE! | 1159 | #VALUE! | #VALUE! | #VALUE! | #VALUE! | #VALUE! | #VALUE!
[9 empty] | #VALUE! | #VALUE! | #VALUE! | #VALUE! | #VALUE! | #VALUE! | #VALUE! | #VALUE! | #VALUE! | 1160 | #VALUE! | #VALUE! | #VALUE! | #VALUE! | #VALUE! | #VALUE!
[9 empty] | #VALUE! | #VALUE! | #VALUE! | #VALUE! | #VALUE! | #VALUE! | #VALUE! | #VALUE! | #VALUE! | 1161 | #VALUE! | #VALUE! | #VALUE! | #VALUE! | #VALUE! | #VALUE!
[9 empty] | #VALUE! | #VALUE! | #VALUE! | #VALUE! | #VALUE! | #VALUE! | #VALUE! | #VALUE! | #VALUE! | 1162 | #VALUE! | #VALUE! | #VALUE! | #VALUE! | #VALUE! | #VALUE!
[9 empty] | #VALUE! | #VALUE! | #VALUE! | #VALUE! | #VALUE! | #VALUE! | #VALUE! | #VALUE! | #VALUE! | 1163 | #VALUE! | #VALUE! | #VALUE! | #VALUE! | #VALUE! | #VALUE!
[9 empty] | #VALUE! | #VALUE! | #VALUE! | #VALUE! | #VALUE! | #VALUE! | #VALUE! | #VALUE! | #VALUE! | 1164 | #VALUE! | #VALUE! | #VALUE! | #VALUE! | #VALUE! | #VALUE!
[9 empty] | #VALUE! | #VALUE! | #VALUE! | #VALUE! | #VALUE! | #VALUE! | #VALUE! | #VALUE! | #VALUE! | 1165 | #VALUE! | #VALUE! | #VALUE! | #VALUE! | #VALUE! | #VALUE!
[9 empty] | #VALUE! | #VALUE! | #VALUE! | #VALUE! | #VALUE! | #VALUE! | #VALUE! | #VALUE! | #VALUE! | 1166 | #VALUE! | #VALUE! | #VALUE! | #VALUE! | #VALUE! | #VALUE!
[9 empty] | #VALUE! | #VALUE! | #VALUE! | #VALUE! | #VALUE! | #VALUE! | #VALUE! | #VALUE! | #VALUE! | 1167 | #VALUE! | #VALUE! | #VALUE! | #VALUE! | #VALUE! | #VALUE!
[9 empty] | #VALUE! | #VALUE! | #VALUE! | #VALUE! | #VALUE! | #VALUE! | #VALUE! | #VALUE! | #VALUE! | 1168 | #VALUE! | #VALUE! | #VALUE! | #VALUE! | #VALUE! | #VALUE!
[9 empty] | #VALUE! | #VALUE! | #VALUE! | #VALUE! | #VALUE! | #VALUE! | #VALUE! | #VALUE! | #VALUE! | 1169 | #VALUE! | #VALUE! | #VALUE! | #VALUE! | #VALUE! | #VALUE!
[9 empty] | #VALUE! | #VALUE! | #VALUE! | #VALUE! | #VALUE! | #VALUE! | #VALUE! | #VALUE! | #VALUE! | 1170 | #VALUE! | #VALUE! | #VALUE! | #VALUE! | #VALUE! | #VALUE!
[9 empty] | #VALUE! | #VALUE! | #VALUE! | #VALUE! | #VALUE! | #VALUE! | #VALUE! | #VALUE! | #VALUE! | 1171 | #VALUE! | #VALUE! | #VALUE! | #VALUE! | #VALUE! | #VALUE!
[9 empty] | #VALUE! | #VALUE! | #VALUE! | #VALUE! | #VALUE! | #VALUE! | #VALUE! | #VALUE! | #VALUE! | 1172 | #VALUE! | #VALUE! | #VALUE! | #VALUE! | #VALUE! | #VALUE!
[9 empty] | #VALUE! | #VALUE! | #VALUE! | #VALUE! | #VALUE! | #VALUE! | #VALUE! | #VALUE! | #VALUE! | 1173 | #VALUE! | #VALUE! | #VALUE! | #VALUE! | #VALUE! | #VALUE!
[9 empty] | #VALUE! | #VALUE! | #VALUE! | #VALUE! | #VALUE! | #VALUE! | #VALUE! | #VALUE! | #VALUE! | 1174 | #VALUE! | #VALUE! | #VALUE! | #VALUE! | #VALUE! | #VALUE!
[9 empty] | #VALUE! | #VALUE! | #VALUE! | #VALUE! | #VALUE! | #VALUE! | #VALUE! | #VALUE! | #VALUE! | 1175 | #VALUE! | #VALUE! | #VALUE! | #VALUE! | #VALUE! | #VALUE!
[9 empty] | #VALUE! | #VALUE! | #VALUE! | #VALUE! | #VALUE! | #VALUE! | #VALUE! | #VALUE! | #VALUE! | 1176 | #VALUE! | #VALUE! | #VALUE! | #VALUE! | #VALUE! | #VALUE!
[9 empty] | #VALUE! | #VALUE! | #VALUE! | #VALUE! | #VALUE! | #VALUE! | #VALUE! | #VALUE! | #VALUE! | 1177 | #VALUE! | #VALUE! | #VALUE! | #VALUE! | #VALUE! | #VALUE!
[9 empty] | #VALUE! | #VALUE! | #VALUE! | #VALUE! | #VALUE! | #VALUE! | #VALUE! | #VALUE! | #VALUE! | 1178 | #VALUE! | #VALUE! | #VALUE! | #VALUE! | #VALUE! | #VALUE!
[9 empty] | #VALUE! | #VALUE! | #VALUE! | #VALUE! | #VALUE! | #VALUE! | #VALUE! | #VALUE! | #VALUE! | 1179 | #VALUE! | #VALUE! | #VALUE! | #VALUE! | #VALUE! | #VALUE!
[9 empty] | #VALUE! | #VALUE! | #VALUE! | #VALUE! | #VALUE! | #VALUE! | #VALUE! | #VALUE! | #VALUE! | 1180 | #VALUE! | #VALUE! | #VALUE! | #VALUE! | #VALUE! | #VALUE!
[9 empty] | #VALUE! | #VALUE! | #VALUE! | #VALUE! | #VALUE! | #VALUE! | #VALUE! | #VALUE! | #VALUE! | 1181 | #VALUE! | #VALUE! | #VALUE! | #VALUE! | #VALUE! | #VALUE!
[9 empty] | #VALUE! | #VALUE! | #VALUE! | #VALUE! | #VALUE! | #VALUE! | #VALUE! | #VALUE! | #VALUE! | 1182 | #VALUE! | #VALUE! | #VALUE! | #VALUE! | #VALUE! | #VALUE!
[9 empty] | #VALUE! | #VALUE! | #VALUE! | #VALUE! | #VALUE! | #VALUE! | #VALUE! | #VALUE! | #VALUE! | 1183 | #VALUE! | #VALUE! | #VALUE! | #VALUE! | #VALUE! | #VALUE!
[9 empty] | #VALUE! | #VALUE! | #VALUE! | #VALUE! | #VALUE! | #VALUE! | #VALUE! | #VALUE! | #VALUE! | 1184 | #VALUE! | #VALUE! | #VALUE! | #VALUE! | #VALUE! | #VALUE!
[9 empty] | #VALUE! | #VALUE! | #VALUE! | #VALUE! | #VALUE! | #VALUE! | #VALUE! | #VALUE! | #VALUE! | 1185 | #VALUE! | #VALUE! | #VALUE! | #VALUE! | #VALUE! | #VALUE!
[9 empty] | #VALUE! | #VALUE! | #VALUE! | #VALUE! | #VALUE! | #VALUE! | #VALUE! | #VALUE! | #VALUE! | 1186 | #VALUE! | #VALUE! | #VALUE! | #VALUE! | #VALUE! | #VALUE!
[9 empty] | #VALUE! | #VALUE! | #VALUE! | #VALUE! | #VALUE! | #VALUE! | #VALUE! | #VALUE! | #VALUE! | 1187 | #VALUE! | #VALUE! | #VALUE! | #VALUE! | #VALUE! | #VALUE!
[9 empty] | #VALUE! | #VALUE! | #VALUE! | #VALUE! | #VALUE! | #VALUE! | #VALUE! | #VALUE! | #VALUE! | 1188 | #VALUE! | #VALUE! | #VALUE! | #VALUE! | #VALUE! | #VALUE!
[9 empty] | #VALUE! | #VALUE! | #VALUE! | #VALUE! | #VALUE! | #VALUE! | #VALUE! | #VALUE! | #VALUE! | 1189 | #VALUE! | #VALUE! | #VALUE! | #VALUE! | #VALUE! | #VALUE!
[9 empty] | #VALUE! | #VALUE! | #VALUE! | #VALUE! | #VALUE! | #VALUE! | #VALUE! | #VALUE! | #VALUE! | 1190 | #VALUE! | #VALUE! | #VALUE! | #VALUE! | #VALUE! | #VALUE!
[9 empty] | #VALUE! | #VALUE! | #VALUE! | #VALUE! | #VALUE! | #VALUE! | #VALUE! | #VALUE! | #VALUE! | 1191 | #VALUE! | #VALUE! | #VALUE! | #VALUE! | #VALUE! | #VALUE!
[9 empty] | #VALUE! | #VALUE! | #VALUE! | #VALUE! | #VALUE! | #VALUE! | #VALUE! | #VALUE! | #VALUE! | 1192 | #VALUE! | #VALUE! | #VALUE! | #VALUE! | #VALUE! | #VALUE!
[9 empty] | #VALUE! | #VALUE! | #VALUE! | #VALUE! | #VALUE! | #VALUE! | #VALUE! | #VALUE! | #VALUE! | 1193 | #VALUE! | #VALUE! | #VALUE! | #VALUE! | #VALUE! | #VALUE!
[9 empty] | #VALUE! | #VALUE! | #VALUE! | #VALUE! | #VALUE! | #VALUE! | #VALUE! | #VALUE! | #VALUE! | 1194 | #VALUE! | #VALUE! | #VALUE! | #VALUE! | #VALUE! | #VALUE!
[9 empty] | #VALUE! | #VALUE! | #VALUE! | #VALUE! | #VALUE! | #VALUE! | #VALUE! | #VALUE! | #VALUE! | 1195 | #VALUE! | #VALUE! | #VALUE! | #VALUE! | #VALUE! | #VALUE!
[9 empty] | #VALUE! | #VALUE! | #VALUE! | #VALUE! | #VALUE! | #VALUE! | #VALUE! | #VALUE! | #VALUE! | 1196 | #VALUE! | #VALUE! | #VALUE! | #VALUE! | #VALUE! | #VALUE!
[9 empty] | #VALUE! | #VALUE! | #VALUE! | #VALUE! | #VALUE! | #VALUE! | #VALUE! | #VALUE! | #VALUE! | 1197 | #VALUE! | #VALUE! | #VALUE! | #VALUE! | #VALUE! | #VALUE!
[9 empty] | #VALUE! | #VALUE! | #VALUE! | #VALUE! | #VALUE! | #VALUE! | #VALUE! | #VALUE! | #VALUE! | 1198 | #VALUE! | #VALUE! | #VALUE! | #VALUE! | #VALUE! | #VALUE!
[9 empty] | #VALUE! | #VALUE! | #VALUE! | #VALUE! | #VALUE! | #VALUE! | #VALUE! | #VALUE! | #VALUE! | 1199 | #VALUE! | #VALUE! | #VALUE! | #VALUE! | #VALUE! | #VALUE!
[9 empty] | #VALUE! | #VALUE! | #VALUE! | #VALUE! | #VALUE! | #VALUE! | #VALUE! | #VALUE! | #VALUE! | 1200 | #VALUE! | #VALUE! | #VALUE! | #VALUE! | #VALUE! | #VALUE!
[9 empty] | #VALUE! | #VALUE! | #VALUE! | #VALUE! | #VALUE! | #VALUE! | #VALUE! | #VALUE! | #VALUE! | 1201 | #VALUE! | #VALUE! | #VALUE! | #VALUE! | #VALUE! | #VALUE!
[9 empty] | #VALUE! | #VALUE! | #VALUE! | #VALUE! | #VALUE! | #VALUE! | #VALUE! | #VALUE! | #VALUE! | 1202 | #VALUE! | #VALUE! | #VALUE! | #VALUE! | #VALUE! | #VALUE!
[9 empty] | #VALUE! | #VALUE! | #VALUE! | #VALUE! | #VALUE! | #VALUE! | #VALUE! | #VALUE! | #VALUE! | 1203 | #VALUE! | #VALUE! | #VALUE! | #VALUE! | #VALUE! | #VALUE!
[9 empty] | #VALUE! | #VALUE! | #VALUE! | #VALUE! | #VALUE! | #VALUE! | #VALUE! | #VALUE! | #VALUE! | 1204 | #VALUE! | #VALUE! | #VALUE! | #VALUE! | #VALUE! | #VALUE!
[9 empty] | #VALUE! | #VALUE! | #VALUE! | #VALUE! | #VALUE! | #VALUE! | #VALUE! | #VALUE! | #VALUE! | 1205 | #VALUE! | #VALUE! | #VALUE! | #VALUE! | #VALUE! | #VALUE!
[9 empty] | #VALUE! | #VALUE! | #VALUE! | #VALUE! | #VALUE! | #VALUE! | #VALUE! | #VALUE! | #VALUE! | 1206 | #VALUE! | #VALUE! | #VALUE! | #VALUE! | #VALUE! | #VALUE!
[9 empty] | #VALUE! | #VALUE! | #VALUE! | #VALUE! | #VALUE! | #VALUE! | #VALUE! | #VALUE! | #VALUE! | 1207 | #VALUE! | #VALUE! | #VALUE! | #VALUE! | #VALUE! | #VALUE!
[9 empty] | #VALUE! | #VALUE! | #VALUE! | #VALUE! | #VALUE! | #VALUE! | #VALUE! | #VALUE! | #VALUE! | 1208 | #VALUE! | #VALUE! | #VALUE! | #VALUE! | #VALUE! | #VALUE!
[9 empty] | #VALUE! | #VALUE! | #VALUE! | #VALUE! | #VALUE! | #VALUE! | #VALUE! | #VALUE! | #VALUE! | 1209 | #VALUE! | #VALUE! | #VALUE! | #VALUE! | #VALUE! | #VALUE!
[9 empty] | #VALUE! | #VALUE! | #VALUE! | #VALUE! | #VALUE! | #VALUE! | #VALUE! | #VALUE! | #VALUE! | 1210 | #VALUE! | #VALUE! | #VALUE! | #VALUE! | #VALUE! | #VALUE!
[9 empty] | #VALUE! | #VALUE! | #VALUE! | #VALUE! | #VALUE! | #VALUE! | #VALUE! | #VALUE! | #VALUE! | 1211 | #VALUE! | #VALUE! | #VALUE! | #VALUE! | #VALUE! | #VALUE!
[9 empty] | #VALUE! | #VALUE! | #VALUE! | #VALUE! | #VALUE! | #VALUE! | #VALUE! | #VALUE! | #VALUE! | 1212 | #VALUE! | #VALUE! | #VALUE! | #VALUE! | #VALUE! | #VALUE!
[9 empty] | #VALUE! | #VALUE! | #VALUE! | #VALUE! | #VALUE! | #VALUE! | #VALUE! | #VALUE! | #VALUE! | 1213 | #VALUE! | #VALUE! | #VALUE! | #VALUE! | #VALUE! | #VALUE!
[9 empty] | #VALUE! | #VALUE! | #VALUE! | #VALUE! | #VALUE! | #VALUE! | #VALUE! | #VALUE! | #VALUE! | 1214 | #VALUE! | #VALUE! | #VALUE! | #VALUE! | #VALUE! | #VALUE!
[9 empty] | #VALUE! | #VALUE! | #VALUE! | #VALUE! | #VALUE! | #VALUE! | #VALUE! | #VALUE! | #VALUE! | 1215 | #VALUE! | #VALUE! | #VALUE! | #VALUE! | #VALUE! | #VALUE!
[9 empty] | #VALUE! | #VALUE! | #VALUE! | #VALUE! | #VALUE! | #VALUE! | #VALUE! | #VALUE! | #VALUE! | 1216 | #VALUE! | #VALUE! | #VALUE! | #VALUE! | #VALUE! | #VALUE!
[9 empty] | #VALUE! | #VALUE! | #VALUE! | #VALUE! | #VALUE! | #VALUE! | #VALUE! | #VALUE! | #VALUE! | 1217 | #VALUE! | #VALUE! | #VALUE! | #VALUE! | #VALUE! | #VALUE!
[9 empty] | #VALUE! | #VALUE! | #VALUE! | #VALUE! | #VALUE! | #VALUE! | #VALUE! | #VALUE! | #VALUE! | 1218 | #VALUE! | #VALUE! | #VALUE! | #VALUE! | #VALUE! | #VALUE!
[9 empty] | #VALUE! | #VALUE! | #VALUE! | #VALUE! | #VALUE! | #VALUE! | #VALUE! | #VALUE! | #VALUE! | 1219 | #VALUE! | #VALUE! | #VALUE! | #VALUE! | #VALUE! | #VALUE!
[9 empty] | #VALUE! | #VALUE! | #VALUE! | #VALUE! | #VALUE! | #VALUE! | #VALUE! | #VALUE! | #VALUE! | 1220 | #VALUE! | #VALUE! | #VALUE! | #VALUE! | #VALUE! | #VALUE!
[9 empty] | #VALUE! | #VALUE! | #VALUE! | #VALUE! | #VALUE! | #VALUE! | #VALUE! | #VALUE! | #VALUE! | 1221 | #VALUE! | #VALUE! | #VALUE! | #VALUE! | #VALUE! | #VALUE!
[9 empty] | #VALUE! | #VALUE! | #VALUE! | #VALUE! | #VALUE! | #VALUE! | #VALUE! | #VALUE! | #VALUE! | 1222 | #VALUE! | #VALUE! | #VALUE! | #VALUE! | #VALUE! | #VALUE!
[9 empty] | #VALUE! | #VALUE! | #VALUE! | #VALUE! | #VALUE! | #VALUE! | #VALUE! | #VALUE! | #VALUE! | 1223 | #VALUE! | #VALUE! | #VALUE! | #VALUE! | #VALUE! | #VALUE!
[9 empty] | #VALUE! | #VALUE! | #VALUE! | #VALUE! | #VALUE! | #VALUE! | #VALUE! | #VALUE! | #VALUE! | 1224 | #VALUE! | #VALUE! | #VALUE! | #VALUE! | #VALUE! | #VALUE!
[9 empty] | #VALUE! | #VALUE! | #VALUE! | #VALUE! | #VALUE! | #VALUE! | #VALUE! | #VALUE! | #VALUE! | 1225 | #VALUE! | #VALUE! | #VALUE! | #VALUE! | #VALUE! | #VALUE!
[9 empty] | #VALUE! | #VALUE! | #VALUE! | #VALUE! | #VALUE! | #VALUE! | #VALUE! | #VALUE! | #VALUE! | 1226 | #VALUE! | #VALUE! | #VALUE! | #VALUE! | #VALUE! | #VALUE!
[9 empty] | #VALUE! | #VALUE! | #VALUE! | #VALUE! | #VALUE! | #VALUE! | #VALUE! | #VALUE! | #VALUE! | 1227 | #VALUE! | #VALUE! | #VALUE! | #VALUE! | #VALUE! | #VALUE!
[9 empty] | #VALUE! | #VALUE! | #VALUE! | #VALUE! | #VALUE! | #VALUE! | #VALUE! | #VALUE! | #VALUE! | 1228 | #VALUE! | #VALUE! | #VALUE! | #VALUE! | #VALUE! | #VALUE!
[9 empty] | #VALUE! | #VALUE! | #VALUE! | #VALUE! | #VALUE! | #VALUE! | #VALUE! | #VALUE! | #VALUE! | 1229 | #VALUE! | #VALUE! | #VALUE! | #VALUE! | #VALUE! | #VALUE!
[9 empty] | #VALUE! | #VALUE! | #VALUE! | #VALUE! | #VALUE! | #VALUE! | #VALUE! | #VALUE! | #VALUE! | 1230 | #VALUE! | #VALUE! | #VALUE! | #VALUE! | #VALUE! | #VALUE!
[9 empty] | #VALUE! | #VALUE! | #VALUE! | #VALUE! | #VALUE! | #VALUE! | #VALUE! | #VALUE! | #VALUE! | 1231 | #VALUE! | #VALUE! | #VALUE! | #VALUE! | #VALUE! | #VALUE!
[9 empty] | #VALUE! | #VALUE! | #VALUE! | #VALUE! | #VALUE! | #VALUE! | #VALUE! | #VALUE! | #VALUE! | 1232 | #VALUE! | #VALUE! | #VALUE! | #VALUE! | #VALUE! | #VALUE!
[9 empty] | #VALUE! | #VALUE! | #VALUE! | #VALUE! | #VALUE! | #VALUE! | #VALUE! | #VALUE! | #VALUE! | 1233 | #VALUE! | #VALUE! | #VALUE! | #VALUE! | #VALUE! | #VALUE!
[9 empty] | #VALUE! | #VALUE! | #VALUE! | #VALUE! | #VALUE! | #VALUE! | #VALUE! | #VALUE! | #VALUE! | 1234 | #VALUE! | #VALUE! | #VALUE! | #VALUE! | #VALUE! | #VALUE!
[9 empty] | #VALUE! | #VALUE! | #VALUE! | #VALUE! | #VALUE! | #VALUE! | #VALUE! | #VALUE! | #VALUE! | 1235 | #VALUE! | #VALUE! | #VALUE! | #VALUE! | #VALUE! | #VALUE!
[9 empty] | #VALUE! | #VALUE! | #VALUE! | #VALUE! | #VALUE! | #VALUE! | #VALUE! | #VALUE! | #VALUE! | 1236 | #VALUE! | #VALUE! | #VALUE! | #VALUE! | #VALUE! | #VALUE!
[9 empty] | #VALUE! | #VALUE! | #VALUE! | #VALUE! | #VALUE! | #VALUE! | #VALUE! | #VALUE! | #VALUE! | 1237 | #VALUE! | #VALUE! | #VALUE! | #VALUE! | #VALUE! | #VALUE!
[9 empty] | #VALUE! | #VALUE! | #VALUE! | #VALUE! | #VALUE! | #VALUE! | #VALUE! | #VALUE! | #VALUE! | 1238 | #VALUE! | #VALUE! | #VALUE! | #VALUE! | #VALUE! | #VALUE!
[9 empty] | #VALUE! | #VALUE! | #VALUE! | #VALUE! | #VALUE! | #VALUE! | #VALUE! | #VALUE! | #VALUE! | 1239 | #VALUE! | #VALUE! | #VALUE! | #VALUE! | #VALUE! | #VALUE!
[9 empty] | #VALUE! | #VALUE! | #VALUE! | #VALUE! | #VALUE! | #VALUE! | #VALUE! | #VALUE! | #VALUE! | 1240 | #VALUE! | #VALUE! | #VALUE! | #VALUE! | #VALUE! | #VALUE!
[9 empty] | #VALUE! | #VALUE! | #VALUE! | #VALUE! | #VALUE! | #VALUE! | #VALUE! | #VALUE! | #VALUE! | 1241 | #VALUE! | #VALUE! | #VALUE! | #VALUE! | #VALUE! | #VALUE!
[9 empty] | #VALUE! | #VALUE! | #VALUE! | #VALUE! | #VALUE! | #VALUE! | #VALUE! | #VALUE! | #VALUE! | 1242 | #VALUE! | #VALUE! | #VALUE! | #VALUE! | #VALUE! | #VALUE!
[9 empty] | #VALUE! | #VALUE! | #VALUE! | #VALUE! | #VALUE! | #VALUE! | #VALUE! | #VALUE! | #VALUE! | 1243 | #VALUE! | #VALUE! | #VALUE! | #VALUE! | #VALUE! | #VALUE!
[9 empty] | #VALUE! | #VALUE! | #VALUE! | #VALUE! | #VALUE! | #VALUE! | #VALUE! | #VALUE! | #VALUE! | 1244 | #VALUE! | #VALUE! | #VALUE! | #VALUE! | #VALUE! | #VALUE!
[9 empty] | #VALUE! | #VALUE! | #VALUE! | #VALUE! | #VALUE! | #VALUE! | #VALUE! | #VALUE! | #VALUE! | 1245 | #VALUE! | #VALUE! | #VALUE! | #VALUE! | #VALUE! | #VALUE!
[9 empty] | #VALUE! | #VALUE! | #VALUE! | #VALUE! | #VALUE! | #VALUE! | #VALUE! | #VALUE! | #VALUE! | 1246 | #VALUE! | #VALUE! | #VALUE! | #VALUE! | #VALUE! | #VALUE!
[9 empty] | #VALUE! | #VALUE! | #VALUE! | #VALUE! | #VALUE! | #VALUE! | #VALUE! | #VALUE! | #VALUE! | 1247 | #VALUE! | #VALUE! | #VALUE! | #VALUE! | #VALUE! | #VALUE!
[9 empty] | #VALUE! | #VALUE! | #VALUE! | #VALUE! | #VALUE! | #VALUE! | #VALUE! | #VALUE! | #VALUE! | 1248 | #VALUE! | #VALUE! | #VALUE! | #VALUE! | #VALUE! | #VALUE!
[9 empty] | #VALUE! | #VALUE! | #VALUE! | #VALUE! | #VALUE! | #VALUE! | #VALUE! | #VALUE! | #VALUE! | 1249 | #VALUE! | #VALUE! | #VALUE! | #VALUE! | #VALUE! | #VALUE!
[9 empty] | #VALUE! | #VALUE! | #VALUE! | #VALUE! | #VALUE! | #VALUE! | #VALUE! | #VALUE! | #VALUE! | 1250 | #VALUE! | #VALUE! | #VALUE! | #VALUE! | #VALUE! | #VALUE!
[9 empty] | #VALUE! | #VALUE! | #VALUE! | #VALUE! | #VALUE! | #VALUE! | #VALUE! | #VALUE! | #VALUE! | 1251 | #VALUE! | #VALUE! | #VALUE! | #VALUE! | #VALUE! | #VALUE!
[9 empty] | #VALUE! | #VALUE! | #VALUE! | #VALUE! | #VALUE! | #VALUE! | #VALUE! | #VALUE! | #VALUE! | 1252 | #VALUE! | #VALUE! | #VALUE! | #VALUE! | #VALUE! | #VALUE!
[9 empty] | #VALUE! | #VALUE! | #VALUE! | #VALUE! | #VALUE! | #VALUE! | #VALUE! | #VALUE! | #VALUE! | 1253 | #VALUE! | #VALUE! | #VALUE! | #VALUE! | #VALUE! | #VALUE!
[9 empty] | #VALUE! | #VALUE! | #VALUE! | #VALUE! | #VALUE! | #VALUE! | #VALUE! | #VALUE! | #VALUE! | 1254 | #VALUE! | #VALUE! | #VALUE! | #VALUE! | #VALUE! | #VALUE!
[9 empty] | #VALUE! | #VALUE! | #VALUE! | #VALUE! | #VALUE! | #VALUE! | #VALUE! | #VALUE! | #VALUE! | 1255 | #VALUE! | #VALUE! | #VALUE! | #VALUE! | #VALUE! | #VALUE!
[9 empty] | #VALUE! | #VALUE! | #VALUE! | #VALUE! | #VALUE! | #VALUE! | #VALUE! | #VALUE! | #VALUE! | 1256 | #VALUE! | #VALUE! | #VALUE! | #VALUE! | #VALUE! | #VALUE!
[9 empty] | #VALUE! | #VALUE! | #VALUE! | #VALUE! | #VALUE! | #VALUE! | #VALUE! | #VALUE! | #VALUE! | 1257 | #VALUE! | #VALUE! | #VALUE! | #VALUE! | #VALUE! | #VALUE!
[9 empty] | #VALUE! | #VALUE! | #VALUE! | #VALUE! | #VALUE! | #VALUE! | #VALUE! | #VALUE! | #VALUE! | 1258 | #VALUE! | #VALUE! | #VALUE! | #VALUE! | #VALUE! | #VALUE!
[9 empty] | #VALUE! | #VALUE! | #VALUE! | #VALUE! | #VALUE! | #VALUE! | #VALUE! | #VALUE! | #VALUE! | 1259 | #VALUE! | #VALUE! | #VALUE! | #VALUE! | #VALUE! | #VALUE!
[9 empty] | #VALUE! | #VALUE! | #VALUE! | #VALUE! | #VALUE! | #VALUE! | #VALUE! | #VALUE! | #VALUE! | 1260 | #VALUE! | #VALUE! | #VALUE! | #VALUE! | #VALUE! | #VALUE!
[9 empty] | #VALUE! | #VALUE! | #VALUE! | #VALUE! | #VALUE! | #VALUE! | #VALUE! | #VALUE! | #VALUE! | 1261 | #VALUE! | #VALUE! | #VALUE! | #VALUE! | #VALUE! | #VALUE!
[9 empty] | #VALUE! | #VALUE! | #VALUE! | #VALUE! | #VALUE! | #VALUE! | #VALUE! | #VALUE! | #VALUE! | 1262 | #VALUE! | #VALUE! | #VALUE! | #VALUE! | #VALUE! | #VALUE!
[9 empty] | #VALUE! | #VALUE! | #VALUE! | #VALUE! | #VALUE! | #VALUE! | #VALUE! | #VALUE! | #VALUE! | 1263 | #VALUE! | #VALUE! | #VALUE! | #VALUE! | #VALUE! | #VALUE!
[9 empty] | #VALUE! | #VALUE! | #VALUE! | #VALUE! | #VALUE! | #VALUE! | #VALUE! | #VALUE! | #VALUE! | 1264 | #VALUE! | #VALUE! | #VALUE! | #VALUE! | #VALUE! | #VALUE!
[9 empty] | #VALUE! | #VALUE! | #VALUE! | #VALUE! | #VALUE! | #VALUE! | #VALUE! | #VALUE! | #VALUE! | 1265 | #VALUE! | #VALUE! | #VALUE! | #VALUE! | #VALUE! | #VALUE!
[9 empty] | #VALUE! | #VALUE! | #VALUE! | #VALUE! | #VALUE! | #VALUE! | #VALUE! | #VALUE! | #VALUE! | 1266 | #VALUE! | #VALUE! | #VALUE! | #VALUE! | #VALUE! | #VALUE!
[9 empty] | #VALUE! | #VALUE! | #VALUE! | #VALUE! | #VALUE! | #VALUE! | #VALUE! | #VALUE! | #VALUE! | 1267 | #VALUE! | #VALUE! | #VALUE! | #VALUE! | #VALUE! | #VALUE!
[9 empty] | #VALUE! | #VALUE! | #VALUE! | #VALUE! | #VALUE! | #VALUE! | #VALUE! | #VALUE! | #VALUE! | 1268 | #VALUE! | #VALUE! | #VALUE! | #VALUE! | #VALUE! | #VALUE!
[9 empty] | #VALUE! | #VALUE! | #VALUE! | #VALUE! | #VALUE! | #VALUE! | #VALUE! | #VALUE! | #VALUE! | 1269 | #VALUE! | #VALUE! | #VALUE! | #VALUE! | #VALUE! | #VALUE!
[9 empty] | #VALUE! | #VALUE! | #VALUE! | #VALUE! | #VALUE! | #VALUE! | #VALUE! | #VALUE! | #VALUE! | 1270 | #VALUE! | #VALUE! | #VALUE! | #VALUE! | #VALUE! | #VALUE!
[9 empty] | #VALUE! | #VALUE! | #VALUE! | #VALUE! | #VALUE! | #VALUE! | #VALUE! | #VALUE! | #VALUE! | 1271 | #VALUE! | #VALUE! | #VALUE! | #VALUE! | #VALUE! | #VALUE!
[9 empty] | #VALUE! | #VALUE! | #VALUE! | #VALUE! | #VALUE! | #VALUE! | #VALUE! | #VALUE! | #VALUE! | 1272 | #VALUE! | #VALUE! | #VALUE! | #VALUE! | #VALUE! | #VALUE!
[9 empty] | #VALUE! | #VALUE! | #VALUE! | #VALUE! | #VALUE! | #VALUE! | #VALUE! | #VALUE! | #VALUE! | 1273 | #VALUE! | #VALUE! | #VALUE! | #VALUE! | #VALUE! | #VALUE!
[9 empty] | #VALUE! | #VALUE! | #VALUE! | #VALUE! | #VALUE! | #VALUE! | #VALUE! | #VALUE! | #VALUE! | 1274 | #VALUE! | #VALUE! | #VALUE! | #VALUE! | #VALUE! | #VALUE!
[9 empty] | #VALUE! | #VALUE! | #VALUE! | #VALUE! | #VALUE! | #VALUE! | #VALUE! | #VALUE! | #VALUE! | 1275 | #VALUE! | #VALUE! | #VALUE! | #VALUE! | #VALUE! | #VALUE!
[9 empty] | #VALUE! | #VALUE! | #VALUE! | #VALUE! | #VALUE! | #VALUE! | #VALUE! | #VALUE! | #VALUE! | 1276 | #VALUE! | #VALUE! | #VALUE! | #VALUE! | #VALUE! | #VALUE!
[9 empty] | #VALUE! | #VALUE! | #VALUE! | #VALUE! | #VALUE! | #VALUE! | #VALUE! | #VALUE! | #VALUE! | 1277 | #VALUE! | #VALUE! | #VALUE! | #VALUE! | #VALUE! | #VALUE!
[9 empty] | #VALUE! | #VALUE! | #VALUE! | #VALUE! | #VALUE! | #VALUE! | #VALUE! | #VALUE! | #VALUE! | 1278 | #VALUE! | #VALUE! | #VALUE! | #VALUE! | #VALUE! | #VALUE!
[9 empty] | #VALUE! | #VALUE! | #VALUE! | #VALUE! | #VALUE! | #VALUE! | #VALUE! | #VALUE! | #VALUE! | 1279 | #VALUE! | #VALUE! | #VALUE! | #VALUE! | #VALUE! | #VALUE!
[9 empty] | #VALUE! | #VALUE! | #VALUE! | #VALUE! | #VALUE! | #VALUE! | #VALUE! | #VALUE! | #VALUE! | 1280 | #VALUE! | #VALUE! | #VALUE! | #VALUE! | #VALUE! | #VALUE!
[9 empty] | #VALUE! | #VALUE! | #VALUE! | #VALUE! | #VALUE! | #VALUE! | #VALUE! | #VALUE! | #VALUE! | 1281 | #VALUE! | #VALUE! | #VALUE! | #VALUE! | #VALUE! | #VALUE!
[9 empty] | #VALUE! | #VALUE! | #VALUE! | #VALUE! | #VALUE! | #VALUE! | #VALUE! | #VALUE! | #VALUE! | 1282 | #VALUE! | #VALUE! | #VALUE! | #VALUE! | #VALUE! | #VALUE!
[9 empty] | #VALUE! | #VALUE! | #VALUE! | #VALUE! | #VALUE! | #VALUE! | #VALUE! | #VALUE! | #VALUE! | 1283 | #VALUE! | #VALUE! | #VALUE! | #VALUE! | #VALUE! | #VALUE!
[9 empty] | #VALUE! | #VALUE! | #VALUE! | #VALUE! | #VALUE! | #VALUE! | #VALUE! | #VALUE! | #VALUE! | 1284 | #VALUE! | #VALUE! | #VALUE! | #VALUE! | #VALUE! | #VALUE!
[9 empty] | #VALUE! | #VALUE! | #VALUE! | #VALUE! | #VALUE! | #VALUE! | #VALUE! | #VALUE! | #VALUE! | 1285 | #VALUE! | #VALUE! | #VALUE! | #VALUE! | #VALUE! | #VALUE!
[9 empty] | #VALUE! | #VALUE! | #VALUE! | #VALUE! | #VALUE! | #VALUE! | #VALUE! | #VALUE! | #VALUE! | 1286 | #VALUE! | #VALUE! | #VALUE! | #VALUE! | #VALUE! | #VALUE!
[9 empty] | #VALUE! | #VALUE! | #VALUE! | #VALUE! | #VALUE! | #VALUE! | #VALUE! | #VALUE! | #VALUE! | 1287 | #VALUE! | #VALUE! | #VALUE! | #VALUE! | #VALUE! | #VALUE!
[9 empty] | #VALUE! | #VALUE! | #VALUE! | #VALUE! | #VALUE! | #VALUE! | #VALUE! | #VALUE! | #VALUE! | 1288 | #VALUE! | #VALUE! | #VALUE! | #VALUE! | #VALUE! | #VALUE!
[9 empty] | #VALUE! | #VALUE! | #VALUE! | #VALUE! | #VALUE! | #VALUE! | #VALUE! | #VALUE! | #VALUE! | 1289 | #VALUE! | #VALUE! | #VALUE! | #VALUE! | #VALUE! | #VALUE!
[9 empty] | #VALUE! | #VALUE! | #VALUE! | #VALUE! | #VALUE! | #VALUE! | #VALUE! | #VALUE! | #VALUE! | 1290 | #VALUE! | #VALUE! | #VALUE! | #VALUE! | #VALUE! | #VALUE!
[9 empty] | #VALUE! | #VALUE! | #VALUE! | #VALUE! | #VALUE! | #VALUE! | #VALUE! | #VALUE! | #VALUE! | 1291 | #VALUE! | #VALUE! | #VALUE! | #VALUE! | #VALUE! | #VALUE!
[9 empty] | #VALUE! | #VALUE! | #VALUE! | #VALUE! | #VALUE! | #VALUE! | #VALUE! | #VALUE! | #VALUE! | 1292 | #VALUE! | #VALUE! | #VALUE! | #VALUE! | #VALUE! | #VALUE!
[9 empty] | #VALUE! | #VALUE! | #VALUE! | #VALUE! | #VALUE! | #VALUE! | #VALUE! | #VALUE! | #VALUE! | 1293 | #VALUE! | #VALUE! | #VALUE! | #VALUE! | #VALUE! | #VALUE!
[9 empty] | #VALUE! | #VALUE! | #VALUE! | #VALUE! | #VALUE! | #VALUE! | #VALUE! | #VALUE! | #VALUE! | 1294 | #VALUE! | #VALUE! | #VALUE! | #VALUE! | #VALUE! | #VALUE!
[9 empty] | #VALUE! | #VALUE! | #VALUE! | #VALUE! | #VALUE! | #VALUE! | #VALUE! | #VALUE! | #VALUE! | 1295 | #VALUE! | #VALUE! | #VALUE! | #VALUE! | #VALUE! | #VALUE!
[9 empty] | #VALUE! | #VALUE! | #VALUE! | #VALUE! | #VALUE! | #VALUE! | #VALUE! | #VALUE! | #VALUE! | 1296 | #VALUE! | #VALUE! | #VALUE! | #VALUE! | #VALUE! | #VALUE!
[9 empty] | #VALUE! | #VALUE! | #VALUE! | #VALUE! | #VALUE! | #VALUE! | #VALUE! | #VALUE! | #VALUE! | 1297 | #VALUE! | #VALUE! | #VALUE! | #VALUE! | #VALUE! | #VALUE!
[9 empty] | #VALUE! | #VALUE! | #VALUE! | #VALUE! | #VALUE! | #VALUE! | #VALUE! | #VALUE! | #VALUE! | 1298 | #VALUE! | #VALUE! | #VALUE! | #VALUE! | #VALUE! | #VALUE!
[9 empty] | #VALUE! | #VALUE! | #VALUE! | #VALUE! | #VALUE! | #VALUE! | #VALUE! | #VALUE! | #VALUE! | 1299 | #VALUE! | #VALUE! | #VALUE! | #VALUE! | #VALUE! | #VALUE!
[9 empty] | #VALUE! | #VALUE! | #VALUE! | #VALUE! | #VALUE! | #VALUE! | #VALUE! | #VALUE! | #VALUE! | 1300 | #VALUE! | #VALUE! | #VALUE! | #VALUE! | #VALUE! | #VALUE!
[9 empty] | #VALUE! | #VALUE! | #VALUE! | #VALUE! | #VALUE! | #VALUE! | #VALUE! | #VALUE! | #VALUE! | 1301 | #VALUE! | #VALUE! | #VALUE! | #VALUE! | #VALUE! | #VALUE!
[9 empty] | #VALUE! | #VALUE! | #VALUE! | #VALUE! | #VALUE! | #VALUE! | #VALUE! | #VALUE! | #VALUE! | 1302 | #VALUE! | #VALUE! | #VALUE! | #VALUE! | #VALUE! | #VALUE!
[9 empty] | #VALUE! | #VALUE! | #VALUE! | #VALUE! | #VALUE! | #VALUE! | #VALUE! | #VALUE! | #VALUE! | 1303 | #VALUE! | #VALUE! | #VALUE! | #VALUE! | #VALUE! | #VALUE!
[9 empty] | #VALUE! | #VALUE! | #VALUE! | #VALUE! | #VALUE! | #VALUE! | #VALUE! | #VALUE! | #VALUE! | 1304 | #VALUE! | #VALUE! | #VALUE! | #VALUE! | #VALUE! | #VALUE!
[9 empty] | #VALUE! | #VALUE! | #VALUE! | #VALUE! | #VALUE! | #VALUE! | #VALUE! | #VALUE! | #VALUE! | 1305 | #VALUE! | #VALUE! | #VALUE! | #VALUE! | #VALUE! | #VALUE!
[9 empty] | #VALUE! | #VALUE! | #VALUE! | #VALUE! | #VALUE! | #VALUE! | #VALUE! | #VALUE! | #VALUE! | 1306 | #VALUE! | #VALUE! | #VALUE! | #VALUE! | #VALUE! | #VALUE!
[9 empty] | #VALUE! | #VALUE! | #VALUE! | #VALUE! | #VALUE! | #VALUE! | #VALUE! | #VALUE! | #VALUE! | 1307 | #VALUE! | #VALUE! | #VALUE! | #VALUE! | #VALUE! | #VALUE!
[9 empty] | #VALUE! | #VALUE! | #VALUE! | #VALUE! | #VALUE! | #VALUE! | #VALUE! | #VALUE! | #VALUE! | 1308 | #VALUE! | #VALUE! | #VALUE! | #VALUE! | #VALUE! | #VALUE!
[9 empty] | #VALUE! | #VALUE! | #VALUE! | #VALUE! | #VALUE! | #VALUE! | #VALUE! | #VALUE! | #VALUE! | 1309 | #VALUE! | #VALUE! | #VALUE! | #VALUE! | #VALUE! | #VALUE!
[9 empty] | #VALUE! | #VALUE! | #VALUE! | #VALUE! | #VALUE! | #VALUE! | #VALUE! | #VALUE! | #VALUE! | 1310 | #VALUE! | #VALUE! | #VALUE! | #VALUE! | #VALUE! | #VALUE!
[9 empty] | #VALUE! | #VALUE! | #VALUE! | #VALUE! | #VALUE! | #VALUE! | #VALUE! | #VALUE! | #VALUE! | 1311 | #VALUE! | #VALUE! | #VALUE! | #VALUE! | #VALUE! | #VALUE!
[9 empty] | #VALUE! | #VALUE! | #VALUE! | #VALUE! | #VALUE! | #VALUE! | #VALUE! | #VALUE! | #VALUE! | 1312 | #VALUE! | #VALUE! | #VALUE! | #VALUE! | #VALUE! | #VALUE!
[9 empty] | #VALUE! | #VALUE! | #VALUE! | #VALUE! | #VALUE! | #VALUE! | #VALUE! | #VALUE! | #VALUE! | 1313 | #VALUE! | #VALUE! | #VALUE! | #VALUE! | #VALUE! | #VALUE!
[9 empty] | #VALUE! | #VALUE! | #VALUE! | #VALUE! | #VALUE! | #VALUE! | #VALUE! | #VALUE! | #VALUE! | 1314 | #VALUE! | #VALUE! | #VALUE! | #VALUE! | #VALUE! | #VALUE!
[9 empty] | #VALUE! | #VALUE! | #VALUE! | #VALUE! | #VALUE! | #VALUE! | #VALUE! | #VALUE! | #VALUE! | 1315 | #VALUE! | #VALUE! | #VALUE! | #VALUE! | #VALUE! | #VALUE!
[9 empty] | #VALUE! | #VALUE! | #VALUE! | #VALUE! | #VALUE! | #VALUE! | #VALUE! | #VALUE! | #VALUE! | 1316 | #VALUE! | #VALUE! | #VALUE! | #VALUE! | #VALUE! | #VALUE!
[9 empty] | #VALUE! | #VALUE! | #VALUE! | #VALUE! | #VALUE! | #VALUE! | #VALUE! | #VALUE! | #VALUE! | 1317 | #VALUE! | #VALUE! | #VALUE! | #VALUE! | #VALUE! | #VALUE!
[9 empty] | #VALUE! | #VALUE! | #VALUE! | #VALUE! | #VALUE! | #VALUE! | #VALUE! | #VALUE! | #VALUE! | 1318 | #VALUE! | #VALUE! | #VALUE! | #VALUE! | #VALUE! | #VALUE!
[9 empty] | #VALUE! | #VALUE! | #VALUE! | #VALUE! | #VALUE! | #VALUE! | #VALUE! | #VALUE! | #VALUE! | 1319 | #VALUE! | #VALUE! | #VALUE! | #VALUE! | #VALUE! | #VALUE!
[9 empty] | #VALUE! | #VALUE! | #VALUE! | #VALUE! | #VALUE! | #VALUE! | #VALUE! | #VALUE! | #VALUE! | 1320 | #VALUE! | #VALUE! | #VALUE! | #VALUE! | #VALUE! | #VALUE!
[9 empty] | #VALUE! | #VALUE! | #VALUE! | #VALUE! | #VALUE! | #VALUE! | #VALUE! | #VALUE! | #VALUE! | 1321 | #VALUE! | #VALUE! | #VALUE! | #VALUE! | #VALUE! | #VALUE!
[9 empty] | #VALUE! | #VALUE! | #VALUE! | #VALUE! | #VALUE! | #VALUE! | #VALUE! | #VALUE! | #VALUE! | 1322 | #VALUE! | #VALUE! | #VALUE! | #VALUE! | #VALUE! | #VALUE!
[9 empty] | #VALUE! | #VALUE! | #VALUE! | #VALUE! | #VALUE! | #VALUE! | #VALUE! | #VALUE! | #VALUE! | 1323 | #VALUE! | #VALUE! | #VALUE! | #VALUE! | #VALUE! | #VALUE!
[9 empty] | #VALUE! | #VALUE! | #VALUE! | #VALUE! | #VALUE! | #VALUE! | #VALUE! | #VALUE! | #VALUE! | 1324 | #VALUE! | #VALUE! | #VALUE! | #VALUE! | #VALUE! | #VALUE!
[9 empty] | #VALUE! | #VALUE! | #VALUE! | #VALUE! | #VALUE! | #VALUE! | #VALUE! | #VALUE! | #VALUE! | 1325 | #VALUE! | #VALUE! | #VALUE! | #VALUE! | #VALUE! | #VALUE!
[9 empty] | #VALUE! | #VALUE! | #VALUE! | #VALUE! | #VALUE! | #VALUE! | #VALUE! | #VALUE! | #VALUE! | 1326 | #VALUE! | #VALUE! | #VALUE! | #VALUE! | #VALUE! | #VALUE!
[9 empty] | #VALUE! | #VALUE! | #VALUE! | #VALUE! | #VALUE! | #VALUE! | #VALUE! | #VALUE! | #VALUE! | 1327 | #VALUE! | #VALUE! | #VALUE! | #VALUE! | #VALUE! | #VALUE!
[9 empty] | #VALUE! | #VALUE! | #VALUE! | #VALUE! | #VALUE! | #VALUE! | #VALUE! | #VALUE! | #VALUE! | 1328 | #VALUE! | #VALUE! | #VALUE! | #VALUE! | #VALUE! | #VALUE!
[9 empty] | #VALUE! | #VALUE! | #VALUE! | #VALUE! | #VALUE! | #VALUE! | #VALUE! | #VALUE! | #VALUE! | 1329 | #VALUE! | #VALUE! | #VALUE! | #VALUE! | #VALUE! | #VALUE!
[9 empty] | #VALUE! | #VALUE! | #VALUE! | #VALUE! | #VALUE! | #VALUE! | #VALUE! | #VALUE! | #VALUE! | 1330 | #VALUE! | #VALUE! | #VALUE! | #VALUE! | #VALUE! | #VALUE!
[9 empty] | #VALUE! | #VALUE! | #VALUE! | #VALUE! | #VALUE! | #VALUE! | #VALUE! | #VALUE! | #VALUE! | 1331 | #VALUE! | #VALUE! | #VALUE! | #VALUE! | #VALUE! | #VALUE!
[9 empty] | #VALUE! | #VALUE! | #VALUE! | #VALUE! | #VALUE! | #VALUE! | #VALUE! | #VALUE! | #VALUE! | 1332 | #VALUE! | #VALUE! | #VALUE! | #VALUE! | #VALUE! | #VALUE!
[9 empty] | #VALUE! | #VALUE! | #VALUE! | #VALUE! | #VALUE! | #VALUE! | #VALUE! | #VALUE! | #VALUE! | 1333 | #VALUE! | #VALUE! | #VALUE! | #VALUE! | #VALUE! | #VALUE!
[9 empty] | #VALUE! | #VALUE! | #VALUE! | #VALUE! | #VALUE! | #VALUE! | #VALUE! | #VALUE! | #VALUE! | 1334 | #VALUE! | #VALUE! | #VALUE! | #VALUE! | #VALUE! | #VALUE!
[9 empty] | #VALUE! | #VALUE! | #VALUE! | #VALUE! | #VALUE! | #VALUE! | #VALUE! | #VALUE! | #VALUE! | 1335 | #VALUE! | #VALUE! | #VALUE! | #VALUE! | #VALUE! | #VALUE!
[9 empty] | #VALUE! | #VALUE! | #VALUE! | #VALUE! | #VALUE! | #VALUE! | #VALUE! | #VALUE! | #VALUE! | 1336 | #VALUE! | #VALUE! | #VALUE! | #VALUE! | #VALUE! | #VALUE!
[9 empty] | #VALUE! | #VALUE! | #VALUE! | #VALUE! | #VALUE! | #VALUE! | #VALUE! | #VALUE! | #VALUE! | 1337 | #VALUE! | #VALUE! | #VALUE! | #VALUE! | #VALUE! | #VALUE!
[9 empty] | #VALUE! | #VALUE! | #VALUE! | #VALUE! | #VALUE! | #VALUE! | #VALUE! | #VALUE! | #VALUE! | 1338 | #VALUE! | #VALUE! | #VALUE! | #VALUE! | #VALUE! | #VALUE!
[9 empty] | #VALUE! | #VALUE! | #VALUE! | #VALUE! | #VALUE! | #VALUE! | #VALUE! | #VALUE! | #VALUE! | 1339 | #VALUE! | #VALUE! | #VALUE! | #VALUE! | #VALUE! | #VALUE!
[9 empty] | #VALUE! | #VALUE! | #VALUE! | #VALUE! | #VALUE! | #VALUE! | #VALUE! | #VALUE! | #VALUE! | 1340 | #VALUE! | #VALUE! | #VALUE! | #VALUE! | #VALUE! | #VALUE!
[9 empty] | #VALUE! | #VALUE! | #VALUE! | #VALUE! | #VALUE! | #VALUE! | #VALUE! | #VALUE! | #VALUE! | 1341 | #VALUE! | #VALUE! | #VALUE! | #VALUE! | #VALUE! | #VALUE!
[9 empty] | #VALUE! | #VALUE! | #VALUE! | #VALUE! | #VALUE! | #VALUE! | #VALUE! | #VALUE! | #VALUE! | 1342 | #VALUE! | #VALUE! | #VALUE! | #VALUE! | #VALUE! | #VALUE!
[9 empty] | #VALUE! | #VALUE! | #VALUE! | #VALUE! | #VALUE! | #VALUE! | #VALUE! | #VALUE! | #VALUE! | 1343 | #VALUE! | #VALUE! | #VALUE! | #VALUE! | #VALUE! | #VALUE!
[9 empty] | #VALUE! | #VALUE! | #VALUE! | #VALUE! | #VALUE! | #VALUE! | #VALUE! | #VALUE! | #VALUE! | 1344 | #VALUE! | #VALUE! | #VALUE! | #VALUE! | #VALUE! | #VALUE!
[9 empty] | #VALUE! | #VALUE! | #VALUE! | #VALUE! | #VALUE! | #VALUE! | #VALUE! | #VALUE! | #VALUE! | 1345 | #VALUE! | #VALUE! | #VALUE! | #VALUE! | #VALUE! | #VALUE!
[9 empty] | #VALUE! | #VALUE! | #VALUE! | #VALUE! | #VALUE! | #VALUE! | #VALUE! | #VALUE! | #VALUE! | 1346 | #VALUE! | #VALUE! | #VALUE! | #VALUE! | #VALUE! | #VALUE!
[9 empty] | #VALUE! | #VALUE! | #VALUE! | #VALUE! | #VALUE! | #VALUE! | #VALUE! | #VALUE! | #VALUE! | 1347 | #VALUE! | #VALUE! | #VALUE! | #VALUE! | #VALUE! | #VALUE!
[9 empty] | #VALUE! | #VALUE! | #VALUE! | #VALUE! | #VALUE! | #VALUE! | #VALUE! | #VALUE! | #VALUE! | 1348 | #VALUE! | #VALUE! | #VALUE! | #VALUE! | #VALUE! | #VALUE!
[9 empty] | #VALUE! | #VALUE! | #VALUE! | #VALUE! | #VALUE! | #VALUE! | #VALUE! | #VALUE! | #VALUE! | 1349 | #VALUE! | #VALUE! | #VALUE! | #VALUE! | #VALUE! | #VALUE!
[9 empty] | #VALUE! | #VALUE! | #VALUE! | #VALUE! | #VALUE! | #VALUE! | #VALUE! | #VALUE! | #VALUE! | 1350 | #VALUE! | #VALUE! | #VALUE! | #VALUE! | #VALUE! | #VALUE!
[9 empty] | #VALUE! | #VALUE! | #VALUE! | #VALUE! | #VALUE! | #VALUE! | #VALUE! | #VALUE! | #VALUE! | 1351 | #VALUE! | #VALUE! | #VALUE! | #VALUE! | #VALUE! | #VALUE!
[9 empty] | #VALUE! | #VALUE! | #VALUE! | #VALUE! | #VALUE! | #VALUE! | #VALUE! | #VALUE! | #VALUE! | 1352 | #VALUE! | #VALUE! | #VALUE! | #VALUE! | #VALUE! | #VALUE!
[9 empty] | #VALUE! | #VALUE! | #VALUE! | #VALUE! | #VALUE! | #VALUE! | #VALUE! | #VALUE! | #VALUE! | 1353 | #VALUE! | #VALUE! | #VALUE! | #VALUE! | #VALUE! | #VALUE!
[9 empty] | #VALUE! | #VALUE! | #VALUE! | #VALUE! | #VALUE! | #VALUE! | #VALUE! | #VALUE! | #VALUE! | 1354 | #VALUE! | #VALUE! | #VALUE! | #VALUE! | #VALUE! | #VALUE!
[9 empty] | #VALUE! | #VALUE! | #VALUE! | #VALUE! | #VALUE! | #VALUE! | #VALUE! | #VALUE! | #VALUE! | 1355 | #VALUE! | #VALUE! | #VALUE! | #VALUE! | #VALUE! | #VALUE!
[9 empty] | #VALUE! | #VALUE! | #VALUE! | #VALUE! | #VALUE! | #VALUE! | #VALUE! | #VALUE! | #VALUE! | 1356 | #VALUE! | #VALUE! | #VALUE! | #VALUE! | #VALUE! | #VALUE!
[9 empty] | #VALUE! | #VALUE! | #VALUE! | #VALUE! | #VALUE! | #VALUE! | #VALUE! | #VALUE! | #VALUE! | 1357 | #VALUE! | #VALUE! | #VALUE! | #VALUE! | #VALUE! | #VALUE!
[9 empty] | #VALUE! | #VALUE! | #VALUE! | #VALUE! | #VALUE! | #VALUE! | #VALUE! | #VALUE! | #VALUE! | 1358 | #VALUE! | #VALUE! | #VALUE! | #VALUE! | #VALUE! | #VALUE!
[9 empty] | #VALUE! | #VALUE! | #VALUE! | #VALUE! | #VALUE! | #VALUE! | #VALUE! | #VALUE! | #VALUE! | 1359 | #VALUE! | #VALUE! | #VALUE! | #VALUE! | #VALUE! | #VALUE!
[9 empty] | #VALUE! | #VALUE! | #VALUE! | #VALUE! | #VALUE! | #VALUE! | #VALUE! | #VALUE! | #VALUE! | 1360 | #VALUE! | #VALUE! | #VALUE! | #VALUE! | #VALUE! | #VALUE!
[9 empty] | #VALUE! | #VALUE! | #VALUE! | #VALUE! | #VALUE! | #VALUE! | #VALUE! | #VALUE! | #VALUE! | 1361 | #VALUE! | #VALUE! | #VALUE! | #VALUE! | #VALUE! | #VALUE!
[9 empty] | #VALUE! | #VALUE! | #VALUE! | #VALUE! | #VALUE! | #VALUE! | #VALUE! | #VALUE! | #VALUE! | 1362 | #VALUE! | #VALUE! | #VALUE! | #VALUE! | #VALUE! | #VALUE!
[9 empty] | #VALUE! | #VALUE! | #VALUE! | #VALUE! | #VALUE! | #VALUE! | #VALUE! | #VALUE! | #VALUE! | 1363 | #VALUE! | #VALUE! | #VALUE! | #VALUE! | #VALUE! | #VALUE!
[9 empty] | #VALUE! | #VALUE! | #VALUE! | #VALUE! | #VALUE! | #VALUE! | #VALUE! | #VALUE! | #VALUE! | 1364 | #VALUE! | #VALUE! | #VALUE! | #VALUE! | #VALUE! | #VALUE!
[9 empty] | #VALUE! | #VALUE! | #VALUE! | #VALUE! | #VALUE! | #VALUE! | #VALUE! | #VALUE! | #VALUE! | 1365 | #VALUE! | #VALUE! | #VALUE! | #VALUE! | #VALUE! | #VALUE!
[9 empty] | #VALUE! | #VALUE! | #VALUE! | #VALUE! | #VALUE! | #VALUE! | #VALUE! | #VALUE! | #VALUE! | 1366 | #VALUE! | #VALUE! | #VALUE! | #VALUE! | #VALUE! | #VALUE!
[9 empty] | #VALUE! | #VALUE! | #VALUE! | #VALUE! | #VALUE! | #VALUE! | #VALUE! | #VALUE! | #VALUE! | 1367 | #VALUE! | #VALUE! | #VALUE! | #VALUE! | #VALUE! | #VALUE!
[9 empty] | #VALUE! | #VALUE! | #VALUE! | #VALUE! | #VALUE! | #VALUE! | #VALUE! | #VALUE! | #VALUE! | 1368 | #VALUE! | #VALUE! | #VALUE! | #VALUE! | #VALUE! | #VALUE!
[9 empty] | #VALUE! | #VALUE! | #VALUE! | #VALUE! | #VALUE! | #VALUE! | #VALUE! | #VALUE! | #VALUE! | 1369 | #VALUE! | #VALUE! | #VALUE! | #VALUE! | #VALUE! | #VALUE!
[9 empty] | #VALUE! | #VALUE! | #VALUE! | #VALUE! | #VALUE! | #VALUE! | #VALUE! | #VALUE! | #VALUE! | 1370 | #VALUE! | #VALUE! | #VALUE! | #VALUE! | #VALUE! | #VALUE!
[9 empty] | #VALUE! | #VALUE! | #VALUE! | #VALUE! | #VALUE! | #VALUE! | #VALUE! | #VALUE! | #VALUE! | 1371 | #VALUE! | #VALUE! | #VALUE! | #VALUE! | #VALUE! | #VALUE!
[9 empty] | #VALUE! | #VALUE! | #VALUE! | #VALUE! | #VALUE! | #VALUE! | #VALUE! | #VALUE! | #VALUE! | 1372 | #VALUE! | #VALUE! | #VALUE! | #VALUE! | #VALUE! | #VALUE!
[9 empty] | #VALUE! | #VALUE! | #VALUE! | #VALUE! | #VALUE! | #VALUE! | #VALUE! | #VALUE! | #VALUE! | 1373 | #VALUE! | #VALUE! | #VALUE! | #VALUE! | #VALUE! | #VALUE!
[9 empty] | #VALUE! | #VALUE! | #VALUE! | #VALUE! | #VALUE! | #VALUE! | #VALUE! | #VALUE! | #VALUE! | 1374 | #VALUE! | #VALUE! | #VALUE! | #VALUE! | #VALUE! | #VALUE!
[9 empty] | #VALUE! | #VALUE! | #VALUE! | #VALUE! | #VALUE! | #VALUE! | #VALUE! | #VALUE! | #VALUE! | 1375 | #VALUE! | #VALUE! | #VALUE! | #VALUE! | #VALUE! | #VALUE!
[9 empty] | #VALUE! | #VALUE! | #VALUE! | #VALUE! | #VALUE! | #VALUE! | #VALUE! | #VALUE! | #VALUE! | 1376 | #VALUE! | #VALUE! | #VALUE! | #VALUE! | #VALUE! | #VALUE!
[9 empty] | #VALUE! | #VALUE! | #VALUE! | #VALUE! | #VALUE! | #VALUE! | #VALUE! | #VALUE! | #VALUE! | 1377 | #VALUE! | #VALUE! | #VALUE! | #VALUE! | #VALUE! | #VALUE!
[9 empty] | #VALUE! | #VALUE! | #VALUE! | #VALUE! | #VALUE! | #VALUE! | #VALUE! | #VALUE! | #VALUE! | 1378 | #VALUE! | #VALUE! | #VALUE! | #VALUE! | #VALUE! | #VALUE!
[9 empty] | #VALUE! | #VALUE! | #VALUE! | #VALUE! | #VALUE! | #VALUE! | #VALUE! | #VALUE! | #VALUE! | 1379 | #VALUE! | #VALUE! | #VALUE! | #VALUE! | #VALUE! | #VALUE!
[9 empty] | #VALUE! | #VALUE! | #VALUE! | #VALUE! | #VALUE! | #VALUE! | #VALUE! | #VALUE! | #VALUE! | 1380 | #VALUE! | #VALUE! | #VALUE! | #VALUE! | #VALUE! | #VALUE!
[9 empty] | #VALUE! | #VALUE! | #VALUE! | #VALUE! | #VALUE! | #VALUE! | #VALUE! | #VALUE! | #VALUE! | 1381 | #VALUE! | #VALUE! | #VALUE! | #VALUE! | #VALUE! | #VALUE!
[9 empty] | #VALUE! | #VALUE! | #VALUE! | #VALUE! | #VALUE! | #VALUE! | #VALUE! | #VALUE! | #VALUE! | 1382 | #VALUE! | #VALUE! | #VALUE! | #VALUE! | #VALUE! | #VALUE!
[9 empty] | #VALUE! | #VALUE! | #VALUE! | #VALUE! | #VALUE! | #VALUE! | #VALUE! | #VALUE! | #VALUE! | 1383 | #VALUE! | #VALUE! | #VALUE! | #VALUE! | #VALUE! | #VALUE!
[9 empty] | #VALUE! | #VALUE! | #VALUE! | #VALUE! | #VALUE! | #VALUE! | #VALUE! | #VALUE! | #VALUE! | 1384 | #VALUE! | #VALUE! | #VALUE! | #VALUE! | #VALUE! | #VALUE!
[9 empty] | #VALUE! | #VALUE! | #VALUE! | #VALUE! | #VALUE! | #VALUE! | #VALUE! | #VALUE! | #VALUE! | 1385 | #VALUE! | #VALUE! | #VALUE! | #VALUE! | #VALUE! | #VALUE!
[9 empty] | #VALUE! | #VALUE! | #VALUE! | #VALUE! | #VALUE! | #VALUE! | #VALUE! | #VALUE! | #VALUE! | 1386 | #VALUE! | #VALUE! | #VALUE! | #VALUE! | #VALUE! | #VALUE!
[9 empty] | #VALUE! | #VALUE! | #VALUE! | #VALUE! | #VALUE! | #VALUE! | #VALUE! | #VALUE! | #VALUE! | 1387 | #VALUE! | #VALUE! | #VALUE! | #VALUE! | #VALUE! | #VALUE!
[9 empty] | #VALUE! | #VALUE! | #VALUE! | #VALUE! | #VALUE! | #VALUE! | #VALUE! | #VALUE! | #VALUE! | 1388 | #VALUE! | #VALUE! | #VALUE! | #VALUE! | #VALUE! | #VALUE!
[9 empty] | #VALUE! | #VALUE! | #VALUE! | #VALUE! | #VALUE! | #VALUE! | #VALUE! | #VALUE! | #VALUE! | 1389 | #VALUE! | #VALUE! | #VALUE! | #VALUE! | #VALUE! | #VALUE!
[9 empty] | #VALUE! | #VALUE! | #VALUE! | #VALUE! | #VALUE! | #VALUE! | #VALUE! | #VALUE! | #VALUE! | 1390 | #VALUE! | #VALUE! | #VALUE! | #VALUE! | #VALUE! | #VALUE!
[9 empty] | #VALUE! | #VALUE! | #VALUE! | #VALUE! | #VALUE! | #VALUE! | #VALUE! | #VALUE! | #VALUE! | 1391 | #VALUE! | #VALUE! | #VALUE! | #VALUE! | #VALUE! | #VALUE!
[9 empty] | #VALUE! | #VALUE! | #VALUE! | #VALUE! | #VALUE! | #VALUE! | #VALUE! | #VALUE! | #VALUE! | 1392 | #VALUE! | #VALUE! | #VALUE! | #VALUE! | #VALUE! | #VALUE!
[9 empty] | #VALUE! | #VALUE! | #VALUE! | #VALUE! | #VALUE! | #VALUE! | #VALUE! | #VALUE! | #VALUE! | 1393 | #VALUE! | #VALUE! | #VALUE! | #VALUE! | #VALUE! | #VALUE!
[9 empty] | #VALUE! | #VALUE! | #VALUE! | #VALUE! | #VALUE! | #VALUE! | #VALUE! | #VALUE! | #VALUE! | 1394 | #VALUE! | #VALUE! | #VALUE! | #VALUE! | #VALUE! | #VALUE!
[9 empty] | #VALUE! | #VALUE! | #VALUE! | #VALUE! | #VALUE! | #VALUE! | #VALUE! | #VALUE! | #VALUE! | 1395 | #VALUE! | #VALUE! | #VALUE! | #VALUE! | #VALUE! | #VALUE!
[9 empty] | #VALUE! | #VALUE! | #VALUE! | #VALUE! | #VALUE! | #VALUE! | #VALUE! | #VALUE! | #VALUE! | 1396 | #VALUE! | #VALUE! | #VALUE! | #VALUE! | #VALUE! | #VALUE!
[9 empty] | #VALUE! | #VALUE! | #VALUE! | #VALUE! | #VALUE! | #VALUE! | #VALUE! | #VALUE! | #VALUE! | 1397 | #VALUE! | #VALUE! | #VALUE! | #VALUE! | #VALUE! | #VALUE!
[9 empty] | #VALUE! | #VALUE! | #VALUE! | #VALUE! | #VALUE! | #VALUE! | #VALUE! | #VALUE! | #VALUE! | 1398 | #VALUE! | #VALUE! | #VALUE! | #VALUE! | #VALUE! | #VALUE!
[9 empty] | #VALUE! | #VALUE! | #VALUE! | #VALUE! | #VALUE! | #VALUE! | #VALUE! | #VALUE! | #VALUE! | 1399 | #VALUE! | #VALUE! | #VALUE! | #VALUE! | #VALUE! | #VALUE!
[9 empty] | #VALUE! | #VALUE! | #VALUE! | #VALUE! | #VALUE! | #VALUE! | #VALUE! | #VALUE! | #VALUE! | 1400 | #VALUE! | #VALUE! | #VALUE! | #VALUE! | #VALUE! | #VALUE!
[9 empty] | #VALUE! | #VALUE! | #VALUE! | #VALUE! | #VALUE! | #VALUE! | #VALUE! | #VALUE! | #VALUE! | 1401 | #VALUE! | #VALUE! | #VALUE! | #VALUE! | #VALUE! | #VALUE!
[9 empty] | #VALUE! | #VALUE! | #VALUE! | #VALUE! | #VALUE! | #VALUE! | #VALUE! | #VALUE! | #VALUE! | 1402 | #VALUE! | #VALUE! | #VALUE! | #VALUE! | #VALUE! | #VALUE!
[9 empty] | #VALUE! | #VALUE! | #VALUE! | #VALUE! | #VALUE! | #VALUE! | #VALUE! | #VALUE! | #VALUE! | 1403 | #VALUE! | #VALUE! | #VALUE! | #VALUE! | #VALUE! | #VALUE!
[9 empty] | #VALUE! | #VALUE! | #VALUE! | #VALUE! | #VALUE! | #VALUE! | #VALUE! | #VALUE! | #VALUE! | 1404 | #VALUE! | #VALUE! | #VALUE! | #VALUE! | #VALUE! | #VALUE!
[9 empty] | #VALUE! | #VALUE! | #VALUE! | #VALUE! | #VALUE! | #VALUE! | #VALUE! | #VALUE! | #VALUE! | 1405 | #VALUE! | #VALUE! | #VALUE! | #VALUE! | #VALUE! | #VALUE!
[9 empty] | #VALUE! | #VALUE! | #VALUE! | #VALUE! | #VALUE! | #VALUE! | #VALUE! | #VALUE! | #VALUE! | 1406 | #VALUE! | #VALUE! | #VALUE! | #VALUE! | #VALUE! | #VALUE!
[9 empty] | #VALUE! | #VALUE! | #VALUE! | #VALUE! | #VALUE! | #VALUE! | #VALUE! | #VALUE! | #VALUE! | 1407 | #VALUE! | #VALUE! | #VALUE! | #VALUE! | #VALUE! | #VALUE!
[9 empty] | #VALUE! | #VALUE! | #VALUE! | #VALUE! | #VALUE! | #VALUE! | #VALUE! | #VALUE! | #VALUE! | 1408 | #VALUE! | #VALUE! | #VALUE! | #VALUE! | #VALUE! | #VALUE!
[9 empty] | #VALUE! | #VALUE! | #VALUE! | #VALUE! | #VALUE! | #VALUE! | #VALUE! | #VALUE! | #VALUE! | 1409 | #VALUE! | #VALUE! | #VALUE! | #VALUE! | #VALUE! | #VALUE!
[9 empty] | #VALUE! | #VALUE! | #VALUE! | #VALUE! | #VALUE! | #VALUE! | #VALUE! | #VALUE! | #VALUE! | 1410 | #VALUE! | #VALUE! | #VALUE! | #VALUE! | #VALUE! | #VALUE!
[9 empty] | #VALUE! | #VALUE! | #VALUE! | #VALUE! | #VALUE! | #VALUE! | #VALUE! | #VALUE! | #VALUE! | 1411 | #VALUE! | #VALUE! | #VALUE! | #VALUE! | #VALUE! | #VALUE!
[9 empty] | #VALUE! | #VALUE! | #VALUE! | #VALUE! | #VALUE! | #VALUE! | #VALUE! | #VALUE! | #VALUE! | 1412 | #VALUE! | #VALUE! | #VALUE! | #VALUE! | #VALUE! | #VALUE!
[9 empty] | #VALUE! | #VALUE! | #VALUE! | #VALUE! | #VALUE! | #VALUE! | #VALUE! | #VALUE! | #VALUE! | 1413 | #VALUE! | #VALUE! | #VALUE! | #VALUE! | #VALUE! | #VALUE!
[9 empty] | #VALUE! | #VALUE! | #VALUE! | #VALUE! | #VALUE! | #VALUE! | #VALUE! | #VALUE! | #VALUE! | 1414 | #VALUE! | #VALUE! | #VALUE! | #VALUE! | #VALUE! | #VALUE!
[9 empty] | #VALUE! | #VALUE! | #VALUE! | #VALUE! | #VALUE! | #VALUE! | #VALUE! | #VALUE! | #VALUE! | 1415 | #VALUE! | #VALUE! | #VALUE! | #VALUE! | #VALUE! | #VALUE!
[9 empty] | #VALUE! | #VALUE! | #VALUE! | #VALUE! | #VALUE! | #VALUE! | #VALUE! | #VALUE! | #VALUE! | 1416 | #VALUE! | #VALUE! | #VALUE! | #VALUE! | #VALUE! | #VALUE!
[9 empty] | #VALUE! | #VALUE! | #VALUE! | #VALUE! | #VALUE! | #VALUE! | #VALUE! | #VALUE! | #VALUE! | 1417 | #VALUE! | #VALUE! | #VALUE! | #VALUE! | #VALUE! | #VALUE!
[9 empty] | #VALUE! | #VALUE! | #VALUE! | #VALUE! | #VALUE! | #VALUE! | #VALUE! | #VALUE! | #VALUE! | 1418 | #VALUE! | #VALUE! | #VALUE! | #VALUE! | #VALUE! | #VALUE!
[9 empty] | #VALUE! | #VALUE! | #VALUE! | #VALUE! | #VALUE! | #VALUE! | #VALUE! | #VALUE! | #VALUE! | 1419 | #VALUE! | #VALUE! | #VALUE! | #VALUE! | #VALUE! | #VALUE!
[9 empty] | #VALUE! | #VALUE! | #VALUE! | #VALUE! | #VALUE! | #VALUE! | #VALUE! | #VALUE! | #VALUE! | 1420 | #VALUE! | #VALUE! | #VALUE! | #VALUE! | #VALUE! | #VALUE!
[9 empty] | #VALUE! | #VALUE! | #VALUE! | #VALUE! | #VALUE! | #VALUE! | #VALUE! | #VALUE! | #VALUE! | 1421 | #VALUE! | #VALUE! | #VALUE! | #VALUE! | #VALUE! | #VALUE!
[9 empty] | #VALUE! | #VALUE! | #VALUE! | #VALUE! | #VALUE! | #VALUE! | #VALUE! | #VALUE! | #VALUE! | 1422 | #VALUE! | #VALUE! | #VALUE! | #VALUE! | #VALUE! | #VALUE!
[9 empty] | #VALUE! | #VALUE! | #VALUE! | #VALUE! | #VALUE! | #VALUE! | #VALUE! | #VALUE! | #VALUE! | 1423 | #VALUE! | #VALUE! | #VALUE! | #VALUE! | #VALUE! | #VALUE!
[9 empty] | #VALUE! | #VALUE! | #VALUE! | #VALUE! | #VALUE! | #VALUE! | #VALUE! | #VALUE! | #VALUE! | 1424 | #VALUE! | #VALUE! | #VALUE! | #VALUE! | #VALUE! | #VALUE!
[9 empty] | #VALUE! | #VALUE! | #VALUE! | #VALUE! | #VALUE! | #VALUE! | #VALUE! | #VALUE! | #VALUE! | 1425 | #VALUE! | #VALUE! | #VALUE! | #VALUE! | #VALUE! | #VALUE!
[9 empty] | #VALUE! | #VALUE! | #VALUE! | #VALUE! | #VALUE! | #VALUE! | #VALUE! | #VALUE! | #VALUE! | 1426 | #VALUE! | #VALUE! | #VALUE! | #VALUE! | #VALUE! | #VALUE!
[9 empty] | #VALUE! | #VALUE! | #VALUE! | #VALUE! | #VALUE! | #VALUE! | #VALUE! | #VALUE! | #VALUE! | 1427 | #VALUE! | #VALUE! | #VALUE! | #VALUE! | #VALUE! | #VALUE!
[9 empty] | #VALUE! | #VALUE! | #VALUE! | #VALUE! | #VALUE! | #VALUE! | #VALUE! | #VALUE! | #VALUE! | 1428 | #VALUE! | #VALUE! | #VALUE! | #VALUE! | #VALUE! | #VALUE!
[9 empty] | #VALUE! | #VALUE! | #VALUE! | #VALUE! | #VALUE! | #VALUE! | #VALUE! | #VALUE! | #VALUE! | 1429 | #VALUE! | #VALUE! | #VALUE! | #VALUE! | #VALUE! | #VALUE!
[9 empty] | #VALUE! | #VALUE! | #VALUE! | #VALUE! | #VALUE! | #VALUE! | #VALUE! | #VALUE! | #VALUE! | 1430 | #VALUE! | #VALUE! | #VALUE! | #VALUE! | #VALUE! | #VALUE!
[9 empty] | #VALUE! | #VALUE! | #VALUE! | #VALUE! | #VALUE! | #VALUE! | #VALUE! | #VALUE! | #VALUE! | 1431 | #VALUE! | #VALUE! | #VALUE! | #VALUE! | #VALUE! | #VALUE!
[9 empty] | #VALUE! | #VALUE! | #VALUE! | #VALUE! | #VALUE! | #VALUE! | #VALUE! | #VALUE! | #VALUE! | 1432 | #VALUE! | #VALUE! | #VALUE! | #VALUE! | #VALUE! | #VALUE!
[9 empty] | #VALUE! | #VALUE! | #VALUE! | #VALUE! | #VALUE! | #VALUE! | #VALUE! | #VALUE! | #VALUE! | 1433 | #VALUE! | #VALUE! | #VALUE! | #VALUE! | #VALUE! | #VALUE!
[9 empty] | #VALUE! | #VALUE! | #VALUE! | #VALUE! | #VALUE! | #VALUE! | #VALUE! | #VALUE! | #VALUE! | 1434 | #VALUE! | #VALUE! | #VALUE! | #VALUE! | #VALUE! | #VALUE!
[9 empty] | #VALUE! | #VALUE! | #VALUE! | #VALUE! | #VALUE! | #VALUE! | #VALUE! | #VALUE! | #VALUE! | 1435 | #VALUE! | #VALUE! | #VALUE! | #VALUE! | #VALUE! | #VALUE!
[9 empty] | #VALUE! | #VALUE! | #VALUE! | #VALUE! | #VALUE! | #VALUE! | #VALUE! | #VALUE! | #VALUE! | 1436 | #VALUE! | #VALUE! | #VALUE! | #VALUE! | #VALUE! | #VALUE!
[9 empty] | #VALUE! | #VALUE! | #VALUE! | #VALUE! | #VALUE! | #VALUE! | #VALUE! | #VALUE! | #VALUE! | 1437 | #VALUE! | #VALUE! | #VALUE! | #VALUE! | #VALUE! | #VALUE!
[9 empty] | #VALUE! | #VALUE! | #VALUE! | #VALUE! | #VALUE! | #VALUE! | #VALUE! | #VALUE! | #VALUE! | 1438 | #VALUE! | #VALUE! | #VALUE! | #VALUE! | #VALUE! | #VALUE!
[9 empty] | #VALUE! | #VALUE! | #VALUE! | #VALUE! | #VALUE! | #VALUE! | #VALUE! | #VALUE! | #VALUE! | 1439 | #VALUE! | #VALUE! | #VALUE! | #VALUE! | #VALUE! | #VALUE!
[9 empty] | #VALUE! | #VALUE! | #VALUE! | #VALUE! | #VALUE! | #VALUE! | #VALUE! | #VALUE! | #VALUE! | 1440 | #VALUE! | #VALUE! | #VALUE! | #VALUE! | #VALUE! | #VALUE!
[9 empty] | #VALUE! | #VALUE! | #VALUE! | #VALUE! | #VALUE! | #VALUE! | #VALUE! | #VALUE! | #VALUE! | 1441 | #VALUE! | #VALUE! | #VALUE! | #VALUE! | #VALUE! | #VALUE!
[9 empty] | #VALUE! | #VALUE! | #VALUE! | #VALUE! | #VALUE! | #VALUE! | #VALUE! | #VALUE! | #VALUE! | 1442 | #VALUE! | #VALUE! | #VALUE! | #VALUE! | #VALUE! | #VALUE!
[9 empty] | #VALUE! | #VALUE! | #VALUE! | #VALUE! | #VALUE! | #VALUE! | #VALUE! | #VALUE! | #VALUE! | 1443 | #VALUE! | #VALUE! | #VALUE! | #VALUE! | #VALUE! | #VALUE!
[9 empty] | #VALUE! | #VALUE! | #VALUE! | #VALUE! | #VALUE! | #VALUE! | #VALUE! | #VALUE! | #VALUE! | 1444 | #VALUE! | #VALUE! | #VALUE! | #VALUE! | #VALUE! | #VALUE!
[9 empty] | #VALUE! | #VALUE! | #VALUE! | #VALUE! | #VALUE! | #VALUE! | #VALUE! | #VALUE! | #VALUE! | 1445 | #VALUE! | #VALUE! | #VALUE! | #VALUE! | #VALUE! | #VALUE!
[9 empty] | #VALUE! | #VALUE! | #VALUE! | #VALUE! | #VALUE! | #VALUE! | #VALUE! | #VALUE! | #VALUE! | 1446 | #VALUE! | #VALUE! | #VALUE! | #VALUE! | #VALUE! | #VALUE!
[9 empty] | #VALUE! | #VALUE! | #VALUE! | #VALUE! | #VALUE! | #VALUE! | #VALUE! | #VALUE! | #VALUE! | 1447 | #VALUE! | #VALUE! | #VALUE! | #VALUE! | #VALUE! | #VALUE!
[9 empty] | #VALUE! | #VALUE! | #VALUE! | #VALUE! | #VALUE! | #VALUE! | #VALUE! | #VALUE! | #VALUE! | 1448 | #VALUE! | #VALUE! | #VALUE! | #VALUE! | #VALUE! | #VALUE!
[9 empty] | #VALUE! | #VALUE! | #VALUE! | #VALUE! | #VALUE! | #VALUE! | #VALUE! | #VALUE! | #VALUE! | 1449 | #VALUE! | #VALUE! | #VALUE! | #VALUE! | #VALUE! | #VALUE!
[9 empty] | #VALUE! | #VALUE! | #VALUE! | #VALUE! | #VALUE! | #VALUE! | #VALUE! | #VALUE! | #VALUE! | 1450 | #VALUE! | #VALUE! | #VALUE! | #VALUE! | #VALUE! | #VALUE!
[9 empty] | #VALUE! | #VALUE! | #VALUE! | #VALUE! | #VALUE! | #VALUE! | #VALUE! | #VALUE! | #VALUE! | 1451 | #VALUE! | #VALUE! | #VALUE! | #VALUE! | #VALUE! | #VALUE!
[9 empty] | #VALUE! | #VALUE! | #VALUE! | #VALUE! | #VALUE! | #VALUE! | #VALUE! | #VALUE! | #VALUE! | 1452 | #VALUE! | #VALUE! | #VALUE! | #VALUE! | #VALUE! | #VALUE!
[9 empty] | #VALUE! | #VALUE! | #VALUE! | #VALUE! | #VALUE! | #VALUE! | #VALUE! | #VALUE! | #VALUE! | 1453 | #VALUE! | #VALUE! | #VALUE! | #VALUE! | #VALUE! | #VALUE!
[9 empty] | #VALUE! | #VALUE! | #VALUE! | #VALUE! | #VALUE! | #VALUE! | #VALUE! | #VALUE! | #VALUE! | 1454 | #VALUE! | #VALUE! | #VALUE! | #VALUE! | #VALUE! | #VALUE!
[9 empty] | #VALUE! | #VALUE! | #VALUE! | #VALUE! | #VALUE! | #VALUE! | #VALUE! | #VALUE! | #VALUE! | 1455 | #VALUE! | #VALUE! | #VALUE! | #VALUE! | #VALUE! | #VALUE!
[9 empty] | #VALUE! | #VALUE! | #VALUE! | #VALUE! | #VALUE! | #VALUE! | #VALUE! | #VALUE! | #VALUE! | 1456 | #VALUE! | #VALUE! | #VALUE! | #VALUE! | #VALUE! | #VALUE!
[9 empty] | #VALUE! | #VALUE! | #VALUE! | #VALUE! | #VALUE! | #VALUE! | #VALUE! | #VALUE! | #VALUE! | 1457 | #VALUE! | #VALUE! | #VALUE! | #VALUE! | #VALUE! | #VALUE!
[9 empty] | #VALUE! | #VALUE! | #VALUE! | #VALUE! | #VALUE! | #VALUE! | #VALUE! | #VALUE! | #VALUE! | 1458 | #VALUE! | #VALUE! | #VALUE! | #VALUE! | #VALUE! | #VALUE!
[9 empty] | #VALUE! | #VALUE! | #VALUE! | #VALUE! | #VALUE! | #VALUE! | #VALUE! | #VALUE! | #VALUE! | 1459 | #VALUE! | #VALUE! | #VALUE! | #VALUE! | #VALUE! | #VALUE!
[9 empty] | #VALUE! | #VALUE! | #VALUE! | #VALUE! | #VALUE! | #VALUE! | #VALUE! | #VALUE! | #VALUE! | 1460 | #VALUE! | #VALUE! | #VALUE! | #VALUE! | #VALUE! | #VALUE!
[9 empty] | #VALUE! | #VALUE! | #VALUE! | #VALUE! | #VALUE! | #VALUE! | #VALUE! | #VALUE! | #VALUE! | 1461 | #VALUE! | #VALUE! | #VALUE! | #VALUE! | #VALUE! | #VALUE!
[9 empty] | #VALUE! | #VALUE! | #VALUE! | #VALUE! | #VALUE! | #VALUE! | #VALUE! | #VALUE! | #VALUE! | 1462 | #VALUE! | #VALUE! | #VALUE! | #VALUE! | #VALUE! | #VALUE!
[9 empty] | #VALUE! | #VALUE! | #VALUE! | #VALUE! | #VALUE! | #VALUE! | #VALUE! | #VALUE! | #VALUE! | 1463 | #VALUE! | #VALUE! | #VALUE! | #VALUE! | #VALUE! | #VALUE!
[9 empty] | #VALUE! | #VALUE! | #VALUE! | #VALUE! | #VALUE! | #VALUE! | #VALUE! | #VALUE! | #VALUE! | 1464 | #VALUE! | #VALUE! | #VALUE! | #VALUE! | #VALUE! | #VALUE!
[9 empty] | #VALUE! | #VALUE! | #VALUE! | #VALUE! | #VALUE! | #VALUE! | #VALUE! | #VALUE! | #VALUE! | 1465 | #VALUE! | #VALUE! | #VALUE! | #VALUE! | #VALUE! | #VALUE!
[9 empty] | #VALUE! | #VALUE! | #VALUE! | #VALUE! | #VALUE! | #VALUE! | #VALUE! | #VALUE! | #VALUE! | 1466 | #VALUE! | #VALUE! | #VALUE! | #VALUE! | #VALUE! | #VALUE!
[9 empty] | #VALUE! | #VALUE! | #VALUE! | #VALUE! | #VALUE! | #VALUE! | #VALUE! | #VALUE! | #VALUE! | 1467 | #VALUE! | #VALUE! | #VALUE! | #VALUE! | #VALUE! | #VALUE!
[9 empty] | #VALUE! | #VALUE! | #VALUE! | #VALUE! | #VALUE! | #VALUE! | #VALUE! | #VALUE! | #VALUE! | 1468 | #VALUE! | #VALUE! | #VALUE! | #VALUE! | #VALUE! | #VALUE!
[9 empty] | #VALUE! | #VALUE! | #VALUE! | #VALUE! | #VALUE! | #VALUE! | #VALUE! | #VALUE! | #VALUE! | 1469 | #VALUE! | #VALUE! | #VALUE! | #VALUE! | #VALUE! | #VALUE!
[9 empty] | #VALUE! | #VALUE! | #VALUE! | #VALUE! | #VALUE! | #VALUE! | #VALUE! | #VALUE! | #VALUE! | 1470 | #VALUE! | #VALUE! | #VALUE! | #VALUE! | #VALUE! | #VALUE!
[9 empty] | #VALUE! | #VALUE! | #VALUE! | #VALUE! | #VALUE! | #VALUE! | #VALUE! | #VALUE! | #VALUE! | 1471 | #VALUE! | #VALUE! | #VALUE! | #VALUE! | #VALUE! | #VALUE!
[9 empty] | #VALUE! | #VALUE! | #VALUE! | #VALUE! | #VALUE! | #VALUE! | #VALUE! | #VALUE! | #VALUE! | 1472 | #VALUE! | #VALUE! | #VALUE! | #VALUE! | #VALUE! | #VALUE!
[9 empty] | #VALUE! | #VALUE! | #VALUE! | #VALUE! | #VALUE! | #VALUE! | #VALUE! | #VALUE! | #VALUE! | 1473 | #VALUE! | #VALUE! | #VALUE! | #VALUE! | #VALUE! | #VALUE!
[9 empty] | #VALUE! | #VALUE! | #VALUE! | #VALUE! | #VALUE! | #VALUE! | #VALUE! | #VALUE! | #VALUE! | 1474 | #VALUE! | #VALUE! | #VALUE! | #VALUE! | #VALUE! | #VALUE!
[9 empty] | #VALUE! | #VALUE! | #VALUE! | #VALUE! | #VALUE! | #VALUE! | #VALUE! | #VALUE! | #VALUE! | 1475 | #VALUE! | #VALUE! | #VALUE! | #VALUE! | #VALUE! | #VALUE!
[9 empty] | #VALUE! | #VALUE! | #VALUE! | #VALUE! | #VALUE! | #VALUE! | #VALUE! | #VALUE! | #VALUE! | 1476 | #VALUE! | #VALUE! | #VALUE! | #VALUE! | #VALUE! | #VALUE!
[9 empty] | #VALUE! | #VALUE! | #VALUE! | #VALUE! | #VALUE! | #VALUE! | #VALUE! | #VALUE! | #VALUE! | 1477 | #VALUE! | #VALUE! | #VALUE! | #VALUE! | #VALUE! | #VALUE!
[9 empty] | #VALUE! | #VALUE! | #VALUE! | #VALUE! | #VALUE! | #VALUE! | #VALUE! | #VALUE! | #VALUE! | 1478 | #VALUE! | #VALUE! | #VALUE! | #VALUE! | #VALUE! | #VALUE!
[9 empty] | #VALUE! | #VALUE! | #VALUE! | #VALUE! | #VALUE! | #VALUE! | #VALUE! | #VALUE! | #VALUE! | 1479 | #VALUE! | #VALUE! | #VALUE! | #VALUE! | #VALUE! | #VALUE!
[9 empty] | #VALUE! | #VALUE! | #VALUE! | #VALUE! | #VALUE! | #VALUE! | #VALUE! | #VALUE! | #VALUE! | 1480 | #VALUE! | #VALUE! | #VALUE! | #VALUE! | #VALUE! | #VALUE!
[9 empty] | #VALUE! | #VALUE! | #VALUE! | #VALUE! | #VALUE! | #VALUE! | #VALUE! | #VALUE! | #VALUE! | 1481 | #VALUE! | #VALUE! | #VALUE! | #VALUE! | #VALUE! | #VALUE!
[9 empty] | #VALUE! | #VALUE! | #VALUE! | #VALUE! | #VALUE! | #VALUE! | #VALUE! | #VALUE! | #VALUE! | 1482 | #VALUE! | #VALUE! | #VALUE! | #VALUE! | #VALUE! | #VALUE!
[9 empty] | #VALUE! | #VALUE! | #VALUE! | #VALUE! | #VALUE! | #VALUE! | #VALUE! | #VALUE! | #VALUE! | 1483 | #VALUE! | #VALUE! | #VALUE! | #VALUE! | #VALUE! | #VALUE!
[9 empty] | #VALUE! | #VALUE! | #VALUE! | #VALUE! | #VALUE! | #VALUE! | #VALUE! | #VALUE! | #VALUE! | 1484 | #VALUE! | #VALUE! | #VALUE! | #VALUE! | #VALUE! | #VALUE!
[9 empty] | #VALUE! | #VALUE! | #VALUE! | #VALUE! | #VALUE! | #VALUE! | #VALUE! | #VALUE! | #VALUE! | 1485 | #VALUE! | #VALUE! | #VALUE! | #VALUE! | #VALUE! | #VALUE!
[9 empty] | #VALUE! | #VALUE! | #VALUE! | #VALUE! | #VALUE! | #VALUE! | #VALUE! | #VALUE! | #VALUE! | 1486 | #VALUE! | #VALUE! | #VALUE! | #VALUE! | #VALUE! | #VALUE!
[9 empty] | #VALUE! | #VALUE! | #VALUE! | #VALUE! | #VALUE! | #VALUE! | #VALUE! | #VALUE! | #VALUE! | 1487 | #VALUE! | #VALUE! | #VALUE! | #VALUE! | #VALUE! | #VALUE!
[9 empty] | #VALUE! | #VALUE! | #VALUE! | #VALUE! | #VALUE! | #VALUE! | #VALUE! | #VALUE! | #VALUE! | 1488 | #VALUE! | #VALUE! | #VALUE! | #VALUE! | #VALUE! | #VALUE!
[9 empty] | #VALUE! | #VALUE! | #VALUE! | #VALUE! | #VALUE! | #VALUE! | #VALUE! | #VALUE! | #VALUE! | 1489 | #VALUE! | #VALUE! | #VALUE! | #VALUE! | #VALUE! | #VALUE!
[9 empty] | #VALUE! | #VALUE! | #VALUE! | #VALUE! | #VALUE! | #VALUE! | #VALUE! | #VALUE! | #VALUE! | 1490 | #VALUE! | #VALUE! | #VALUE! | #VALUE! | #VALUE! | #VALUE!
[9 empty] | #VALUE! | #VALUE! | #VALUE! | #VALUE! | #VALUE! | #VALUE! | #VALUE! | #VALUE! | #VALUE! | 1491 | #VALUE! | #VALUE! | #VALUE! | #VALUE! | #VALUE! | #VALUE!
[9 empty] | #VALUE! | #VALUE! | #VALUE! | #VALUE! | #VALUE! | #VALUE! | #VALUE! | #VALUE! | #VALUE! | 1492 | #VALUE! | #VALUE! | #VALUE! | #VALUE! | #VALUE! | #VALUE!
[9 empty] | #VALUE! | #VALUE! | #VALUE! | #VALUE! | #VALUE! | #VALUE! | #VALUE! | #VALUE! | #VALUE! | 1493 | #VALUE! | #VALUE! | #VALUE! | #VALUE! | #VALUE! | #VALUE!
[9 empty] | #VALUE! | #VALUE! | #VALUE! | #VALUE! | #VALUE! | #VALUE! | #VALUE! | #VALUE! | #VALUE! | 1494 | #VALUE! | #VALUE! | #VALUE! | #VALUE! | #VALUE! | #VALUE!
[9 empty] | #VALUE! | #VALUE! | #VALUE! | #VALUE! | #VALUE! | #VALUE! | #VALUE! | #VALUE! | #VALUE! | 1495 | #VALUE! | #VALUE! | #VALUE! | #VALUE! | #VALUE! | #VALUE!
[9 empty] | #VALUE! | #VALUE! | #VALUE! | #VALUE! | #VALUE! | #VALUE! | #VALUE! | #VALUE! | #VALUE! | 1496 | #VALUE! | #VALUE! | #VALUE! | #VALUE! | #VALUE! | #VALUE!
[9 empty] | #VALUE! | #VALUE! | #VALUE! | #VALUE! | #VALUE! | #VALUE! | #VALUE! | #VALUE! | #VALUE! | 1497 | #VALUE! | #VALUE! | #VALUE! | #VALUE! | #VALUE! | #VALUE!
[9 empty] | #VALUE! | #VALUE! | #VALUE! | #VALUE! | #VALUE! | #VALUE! | #VALUE! | #VALUE! | #VALUE! | 1498 | #VALUE! | #VALUE! | #VALUE! | #VALUE! | #VALUE! | #VALUE!
[9 empty] | #VALUE! | #VALUE! | #VALUE! | #VALUE! | #VALUE! | #VALUE! | #VALUE! | #VALUE! | #VALUE! | 1499 | #VALUE! | #VALUE! | #VALUE! | #VALUE! | #VALUE! | #VALUE!
[9 empty] | #VALUE! | #VALUE! | #VALUE! | #VALUE! | #VALUE! | #VALUE! | #VALUE! | #VALUE! | #VALUE! | 1500 | #VALUE! | #VALUE! | #VALUE! | #VALUE! | #VALUE! | #VALUE!
[9 empty] | #VALUE! | #VALUE! | #VALUE! | #VALUE! | #VALUE! | #VALUE! | #VALUE! | #VALUE! | #VALUE! | 1501 | #VALUE! | #VALUE! | #VALUE! | #VALUE! | #VALUE! | #VALUE!
[9 empty] | #VALUE! | #VALUE! | #VALUE! | #VALUE! | #VALUE! | #VALUE! | #VALUE! | #VALUE! | #VALUE! | 1502 | #VALUE! | #VALUE! | #VALUE! | #VALUE! | #VALUE! | #VALUE!
[9 empty] | #VALUE! | #VALUE! | #VALUE! | #VALUE! | #VALUE! | #VALUE! | #VALUE! | #VALUE! | #VALUE! | 1503 | #VALUE! | #VALUE! | #VALUE! | #VALUE! | #VALUE! | #VALUE!
[9 empty] | #VALUE! | #VALUE! | #VALUE! | #VALUE! | #VALUE! | #VALUE! | #VALUE! | #VALUE! | #VALUE! | 1504 | #VALUE! | #VALUE! | #VALUE! | #VALUE! | #VALUE! | #VALUE!
[9 empty] | #VALUE! | #VALUE! | #VALUE! | #VALUE! | #VALUE! | #VALUE! | #VALUE! | #VALUE! | #VALUE! | 1505 | #VALUE! | #VALUE! | #VALUE! | #VALUE! | #VALUE! | #VALUE!
[9 empty] | #VALUE! | #VALUE! | #VALUE! | #VALUE! | #VALUE! | #VALUE! | #VALUE! | #VALUE! | #VALUE! | 1506 | #VALUE! | #VALUE! | #VALUE! | #VALUE! | #VALUE! | #VALUE!
[9 empty] | #VALUE! | #VALUE! | #VALUE! | #VALUE! | #VALUE! | #VALUE! | #VALUE! | #VALUE! | #VALUE! | 1507 | #VALUE! | #VALUE! | #VALUE! | #VALUE! | #VALUE! | #VALUE!
[9 empty] | #VALUE! | #VALUE! | #VALUE! | #VALUE! | #VALUE! | #VALUE! | #VALUE! | #VALUE! | #VALUE! | 1508 | #VALUE! | #VALUE! | #VALUE! | #VALUE! | #VALUE! | #VALUE!
[9 empty] | #VALUE! | #VALUE! | #VALUE! | #VALUE! | #VALUE! | #VALUE! | #VALUE! | #VALUE! | #VALUE! | 1509 | #VALUE! | #VALUE! | #VALUE! | #VALUE! | #VALUE! | #VALUE!
[9 empty] | #VALUE! | #VALUE! | #VALUE! | #VALUE! | #VALUE! | #VALUE! | #VALUE! | #VALUE! | #VALUE! | 1510 | #VALUE! | #VALUE! | #VALUE! | #VALUE! | #VALUE! | #VALUE!
[9 empty] | #VALUE! | #VALUE! | #VALUE! | #VALUE! | #VALUE! | #VALUE! | #VALUE! | #VALUE! | #VALUE! | 1511 | #VALUE! | #VALUE! | #VALUE! | #VALUE! | #VALUE! | #VALUE!
[9 empty] | #VALUE! | #VALUE! | #VALUE! | #VALUE! | #VALUE! | #VALUE! | #VALUE! | #VALUE! | #VALUE! | 1512 | #VALUE! | #VALUE! | #VALUE! | #VALUE! | #VALUE! | #VALUE!
[9 empty] | #VALUE! | #VALUE! | #VALUE! | #VALUE! | #VALUE! | #VALUE! | #VALUE! | #VALUE! | #VALUE! | 1513 | #VALUE! | #VALUE! | #VALUE! | #VALUE! | #VALUE! | #VALUE!
[9 empty] | #VALUE! | #VALUE! | #VALUE! | #VALUE! | #VALUE! | #VALUE! | #VALUE! | #VALUE! | #VALUE! | 1514 | #VALUE! | #VALUE! | #VALUE! | #VALUE! | #VALUE! | #VALUE!
[9 empty] | #VALUE! | #VALUE! | #VALUE! | #VALUE! | #VALUE! | #VALUE! | #VALUE! | #VALUE! | #VALUE! | 1515 | #VALUE! | #VALUE! | #VALUE! | #VALUE! | #VALUE! | #VALUE!
[9 empty] | #VALUE! | #VALUE! | #VALUE! | #VALUE! | #VALUE! | #VALUE! | #VALUE! | #VALUE! | #VALUE! | 1516 | #VALUE! | #VALUE! | #VALUE! | #VALUE! | #VALUE! | #VALUE!
[9 empty] | #VALUE! | #VALUE! | #VALUE! | #VALUE! | #VALUE! | #VALUE! | #VALUE! | #VALUE! | #VALUE! | 1517 | #VALUE! | #VALUE! | #VALUE! | #VALUE! | #VALUE! | #VALUE!
[9 empty] | #VALUE! | #VALUE! | #VALUE! | #VALUE! | #VALUE! | #VALUE! | #VALUE! | #VALUE! | #VALUE! | 1518 | #VALUE! | #VALUE! | #VALUE! | #VALUE! | #VALUE! | #VALUE!
[9 empty] | #VALUE! | #VALUE! | #VALUE! | #VALUE! | #VALUE! | #VALUE! | #VALUE! | #VALUE! | #VALUE! | 1519 | #VALUE! | #VALUE! | #VALUE! | #VALUE! | #VALUE! | #VALUE!
[9 empty] | #VALUE! | #VALUE! | #VALUE! | #VALUE! | #VALUE! | #VALUE! | #VALUE! | #VALUE! | #VALUE! | 1520 | #VALUE! | #VALUE! | #VALUE! | #VALUE! | #VALUE! | #VALUE!
[9 empty] | #VALUE! | #VALUE! | #VALUE! | #VALUE! | #VALUE! | #VALUE! | #VALUE! | #VALUE! | #VALUE! | 1521 | #VALUE! | #VALUE! | #VALUE! | #VALUE! | #VALUE! | #VALUE!
[9 empty] | #VALUE! | #VALUE! | #VALUE! | #VALUE! | #VALUE! | #VALUE! | #VALUE! | #VALUE! | #VALUE! | 1522 | #VALUE! | #VALUE! | #VALUE! | #VALUE! | #VALUE! | #VALUE!
[9 empty] | #VALUE! | #VALUE! | #VALUE! | #VALUE! | #VALUE! | #VALUE! | #VALUE! | #VALUE! | #VALUE! | 1523 | #VALUE! | #VALUE! | #VALUE! | #VALUE! | #VALUE! | #VALUE!
[9 empty] | #VALUE! | #VALUE! | #VALUE! | #VALUE! | #VALUE! | #VALUE! | #VALUE! | #VALUE! | #VALUE! | 1524 | #VALUE! | #VALUE! | #VALUE! | #VALUE! | #VALUE! | #VALUE!
[9 empty] | #VALUE! | #VALUE! | #VALUE! | #VALUE! | #VALUE! | #VALUE! | #VALUE! | #VALUE! | #VALUE! | 1525 | #VALUE! | #VALUE! | #VALUE! | #VALUE! | #VALUE! | #VALUE!
[9 empty] | #VALUE! | #VALUE! | #VALUE! | #VALUE! | #VALUE! | #VALUE! | #VALUE! | #VALUE! | #VALUE! | 1526 | #VALUE! | #VALUE! | #VALUE! | #VALUE! | #VALUE! | #VALUE!
[9 empty] | #VALUE! | #VALUE! | #VALUE! | #VALUE! | #VALUE! | #VALUE! | #VALUE! | #VALUE! | #VALUE! | 1527 | #VALUE! | #VALUE! | #VALUE! | #VALUE! | #VALUE! | #VALUE!
[9 empty] | #VALUE! | #VALUE! | #VALUE! | #VALUE! | #VALUE! | #VALUE! | #VALUE! | #VALUE! | #VALUE! | 1528 | #VALUE! | #VALUE! | #VALUE! | #VALUE! | #VALUE! | #VALUE!
[9 empty] | #VALUE! | #VALUE! | #VALUE! | #VALUE! | #VALUE! | #VALUE! | #VALUE! | #VALUE! | #VALUE! | 1529 | #VALUE! | #VALUE! | #VALUE! | #VALUE! | #VALUE! | #VALUE!
[9 empty] | #VALUE! | #VALUE! | #VALUE! | #VALUE! | #VALUE! | #VALUE! | #VALUE! | #VALUE! | #VALUE! | 1530 | #VALUE! | #VALUE! | #VALUE! | #VALUE! | #VALUE! | #VALUE!
[9 empty] | #VALUE! | #VALUE! | #VALUE! | #VALUE! | #VALUE! | #VALUE! | #VALUE! | #VALUE! | #VALUE! | 1531 | #VALUE! | #VALUE! | #VALUE! | #VALUE! | #VALUE! | #VALUE!
[9 empty] | #VALUE! | #VALUE! | #VALUE! | #VALUE! | #VALUE! | #VALUE! | #VALUE! | #VALUE! | #VALUE! | 1532 | #VALUE! | #VALUE! | #VALUE! | #VALUE! | #VALUE! | #VALUE!
[9 empty] | #VALUE! | #VALUE! | #VALUE! | #VALUE! | #VALUE! | #VALUE! | #VALUE! | #VALUE! | #VALUE! | 1533 | #VALUE! | #VALUE! | #VALUE! | #VALUE! | #VALUE! | #VALUE!
[9 empty] | #VALUE! | #VALUE! | #VALUE! | #VALUE! | #VALUE! | #VALUE! | #VALUE! | #VALUE! | #VALUE! | 1534 | #VALUE! | #VALUE! | #VALUE! | #VALUE! | #VALUE! | #VALUE!
[9 empty] | #VALUE! | #VALUE! | #VALUE! | #VALUE! | #VALUE! | #VALUE! | #VALUE! | #VALUE! | #VALUE! | 1535 | #VALUE! | #VALUE! | #VALUE! | #VALUE! | #VALUE! | #VALUE!
[9 empty] | #VALUE! | #VALUE! | #VALUE! | #VALUE! | #VALUE! | #VALUE! | #VALUE! | #VALUE! | #VALUE! | 1536 | #VALUE! | #VALUE! | #VALUE! | #VALUE! | #VALUE! | #VALUE!
[9 empty] | #VALUE! | #VALUE! | #VALUE! | #VALUE! | #VALUE! | #VALUE! | #VALUE! | #VALUE! | #VALUE! | 1537 | #VALUE! | #VALUE! | #VALUE! | #VALUE! | #VALUE! | #VALUE!
[9 empty] | #VALUE! | #VALUE! | #VALUE! | #VALUE! | #VALUE! | #VALUE! | #VALUE! | #VALUE! | #VALUE! | 1538 | #VALUE! | #VALUE! | #VALUE! | #VALUE! | #VALUE! | #VALUE!
[9 empty] | #VALUE! | #VALUE! | #VALUE! | #VALUE! | #VALUE! | #VALUE! | #VALUE! | #VALUE! | #VALUE! | 1539 | #VALUE! | #VALUE! | #VALUE! | #VALUE! | #VALUE! | #VALUE!
[9 empty] | #VALUE! | #VALUE! | #VALUE! | #VALUE! | #VALUE! | #VALUE! | #VALUE! | #VALUE! | #VALUE! | 1540 | #VALUE! | #VALUE! | #VALUE! | #VALUE! | #VALUE! | #VALUE!
[9 empty] | #VALUE! | #VALUE! | #VALUE! | #VALUE! | #VALUE! | #VALUE! | #VALUE! | #VALUE! | #VALUE! | 1541 | #VALUE! | #VALUE! | #VALUE! | #VALUE! | #VALUE! | #VALUE!
[9 empty] | #VALUE! | #VALUE! | #VALUE! | #VALUE! | #VALUE! | #VALUE! | #VALUE! | #VALUE! | #VALUE! | 1542 | #VALUE! | #VALUE! | #VALUE! | #VALUE! | #VALUE! | #VALUE!
[9 empty] | #VALUE! | #VALUE! | #VALUE! | #VALUE! | #VALUE! | #VALUE! | #VALUE! | #VALUE! | #VALUE! | 1543 | #VALUE! | #VALUE! | #VALUE! | #VALUE! | #VALUE! | #VALUE!
[9 empty] | #VALUE! | #VALUE! | #VALUE! | #VALUE! | #VALUE! | #VALUE! | #VALUE! | #VALUE! | #VALUE! | 1544 | #VALUE! | #VALUE! | #VALUE! | #VALUE! | #VALUE! | #VALUE!
[9 empty] | #VALUE! | #VALUE! | #VALUE! | #VALUE! | #VALUE! | #VALUE! | #VALUE! | #VALUE! | #VALUE! | 1545 | #VALUE! | #VALUE! | #VALUE! | #VALUE! | #VALUE! | #VALUE!
[9 empty] | #VALUE! | #VALUE! | #VALUE! | #VALUE! | #VALUE! | #VALUE! | #VALUE! | #VALUE! | #VALUE! | 1546 | #VALUE! | #VALUE! | #VALUE! | #VALUE! | #VALUE! | #VALUE!
[9 empty] | #VALUE! | #VALUE! | #VALUE! | #VALUE! | #VALUE! | #VALUE! | #VALUE! | #VALUE! | #VALUE! | 1547 | #VALUE! | #VALUE! | #VALUE! | #VALUE! | #VALUE! | #VALUE!
[9 empty] | #VALUE! | #VALUE! | #VALUE! | #VALUE! | #VALUE! | #VALUE! | #VALUE! | #VALUE! | #VALUE! | 1548 | #VALUE! | #VALUE! | #VALUE! | #VALUE! | #VALUE! | #VALUE!
[9 empty] | #VALUE! | #VALUE! | #VALUE! | #VALUE! | #VALUE! | #VALUE! | #VALUE! | #VALUE! | #VALUE! | 1549 | #VALUE! | #VALUE! | #VALUE! | #VALUE! | #VALUE! | #VALUE!
[9 empty] | #VALUE! | #VALUE! | #VALUE! | #VALUE! | #VALUE! | #VALUE! | #VALUE! | #VALUE! | #VALUE! | 1550 | #VALUE! | #VALUE! | #VALUE! | #VALUE! | #VALUE! | #VALUE!
[9 empty] | #VALUE! | #VALUE! | #VALUE! | #VALUE! | #VALUE! | #VALUE! | #VALUE! | #VALUE! | #VALUE! | 1551 | #VALUE! | #VALUE! | #VALUE! | #VALUE! | #VALUE! | #VALUE!
[9 empty] | #VALUE! | #VALUE! | #VALUE! | #VALUE! | #VALUE! | #VALUE! | #VALUE! | #VALUE! | #VALUE! | 1552 | #VALUE! | #VALUE! | #VALUE! | #VALUE! | #VALUE! | #VALUE!
[9 empty] | #VALUE! | #VALUE! | #VALUE! | #VALUE! | #VALUE! | #VALUE! | #VALUE! | #VALUE! | #VALUE! | 1553 | #VALUE! | #VALUE! | #VALUE! | #VALUE! | #VALUE! | #VALUE!
[9 empty] | #VALUE! | #VALUE! | #VALUE! | #VALUE! | #VALUE! | #VALUE! | #VALUE! | #VALUE! | #VALUE! | 1554 | #VALUE! | #VALUE! | #VALUE! | #VALUE! | #VALUE! | #VALUE!
[9 empty] | #VALUE! | #VALUE! | #VALUE! | #VALUE! | #VALUE! | #VALUE! | #VALUE! | #VALUE! | #VALUE! | 1555 | #VALUE! | #VALUE! | #VALUE! | #VALUE! | #VALUE! | #VALUE!
[9 empty] | #VALUE! | #VALUE! | #VALUE! | #VALUE! | #VALUE! | #VALUE! | #VALUE! | #VALUE! | #VALUE! | 1556 | #VALUE! | #VALUE! | #VALUE! | #VALUE! | #VALUE! | #VALUE!
[9 empty] | #VALUE! | #VALUE! | #VALUE! | #VALUE! | #VALUE! | #VALUE! | #VALUE! | #VALUE! | #VALUE! | 1557 | #VALUE! | #VALUE! | #VALUE! | #VALUE! | #VALUE! | #VALUE!
[9 empty] | #VALUE! | #VALUE! | #VALUE! | #VALUE! | #VALUE! | #VALUE! | #VALUE! | #VALUE! | #VALUE! | 1558 | #VALUE! | #VALUE! | #VALUE! | #VALUE! | #VALUE! | #VALUE!
[9 empty] | #VALUE! | #VALUE! | #VALUE! | #VALUE! | #VALUE! | #VALUE! | #VALUE! | #VALUE! | #VALUE! | 1559 | #VALUE! | #VALUE! | #VALUE! | #VALUE! | #VALUE! | #VALUE!
[9 empty] | #VALUE! | #VALUE! | #VALUE! | #VALUE! | #VALUE! | #VALUE! | #VALUE! | #VALUE! | #VALUE! | 1560 | #VALUE! | #VALUE! | #VALUE! | #VALUE! | #VALUE! | #VALUE!
[9 empty] | #VALUE! | #VALUE! | #VALUE! | #VALUE! | #VALUE! | #VALUE! | #VALUE! | #VALUE! | #VALUE! | 1561 | #VALUE! | #VALUE! | #VALUE! | #VALUE! | #VALUE! | #VALUE!
[9 empty] | #VALUE! | #VALUE! | #VALUE! | #VALUE! | #VALUE! | #VALUE! | #VALUE! | #VALUE! | #VALUE! | 1562 | #VALUE! | #VALUE! | #VALUE! | #VALUE! | #VALUE! | #VALUE!
[9 empty] | #VALUE! | #VALUE! | #VALUE! | #VALUE! | #VALUE! | #VALUE! | #VALUE! | #VALUE! | #VALUE! | 1563 | #VALUE! | #VALUE! | #VALUE! | #VALUE! | #VALUE! | #VALUE!
[9 empty] | #VALUE! | #VALUE! | #VALUE! | #VALUE! | #VALUE! | #VALUE! | #VALUE! | #VALUE! | #VALUE! | 1564 | #VALUE! | #VALUE! | #VALUE! | #VALUE! | #VALUE! | #VALUE!
[9 empty] | #VALUE! | #VALUE! | #VALUE! | #VALUE! | #VALUE! | #VALUE! | #VALUE! | #VALUE! | #VALUE! | 1565 | #VALUE! | #VALUE! | #VALUE! | #VALUE! | #VALUE! | #VALUE!
[9 empty] | #VALUE! | #VALUE! | #VALUE! | #VALUE! | #VALUE! | #VALUE! | #VALUE! | #VALUE! | #VALUE! | 1566 | #VALUE! | #VALUE! | #VALUE! | #VALUE! | #VALUE! | #VALUE!
[9 empty] | #VALUE! | #VALUE! | #VALUE! | #VALUE! | #VALUE! | #VALUE! | #VALUE! | #VALUE! | #VALUE! | 1567 | #VALUE! | #VALUE! | #VALUE! | #VALUE! | #VALUE! | #VALUE!
[9 empty] | #VALUE! | #VALUE! | #VALUE! | #VALUE! | #VALUE! | #VALUE! | #VALUE! | #VALUE! | #VALUE! | 1568 | #VALUE! | #VALUE! | #VALUE! | #VALUE! | #VALUE! | #VALUE!
[9 empty] | #VALUE! | #VALUE! | #VALUE! | #VALUE! | #VALUE! | #VALUE! | #VALUE! | #VALUE! | #VALUE! | 1569 | #VALUE! | #VALUE! | #VALUE! | #VALUE! | #VALUE! | #VALUE!
[9 empty] | #VALUE! | #VALUE! | #VALUE! | #VALUE! | #VALUE! | #VALUE! | #VALUE! | #VALUE! | #VALUE! | 1570 | #VALUE! | #VALUE! | #VALUE! | #VALUE! | #VALUE! | #VALUE!
[9 empty] | #VALUE! | #VALUE! | #VALUE! | #VALUE! | #VALUE! | #VALUE! | #VALUE! | #VALUE! | #VALUE! | 1571 | #VALUE! | #VALUE! | #VALUE! | #VALUE! | #VALUE! | #VALUE!
[9 empty] | #VALUE! | #VALUE! | #VALUE! | #VALUE! | #VALUE! | #VALUE! | #VALUE! | #VALUE! | #VALUE! | 1572 | #VALUE! | #VALUE! | #VALUE! | #VALUE! | #VALUE! | #VALUE!
[9 empty] | #VALUE! | #VALUE! | #VALUE! | #VALUE! | #VALUE! | #VALUE! | #VALUE! | #VALUE! | #VALUE! | 1573 | #VALUE! | #VALUE! | #VALUE! | #VALUE! | #VALUE! | #VALUE!
[9 empty] | #VALUE! | #VALUE! | #VALUE! | #VALUE! | #VALUE! | #VALUE! | #VALUE! | #VALUE! | #VALUE! | 1574 | #VALUE! | #VALUE! | #VALUE! | #VALUE! | #VALUE! | #VALUE!
[9 empty] | #VALUE! | #VALUE! | #VALUE! | #VALUE! | #VALUE! | #VALUE! | #VALUE! | #VALUE! | #VALUE! | 1575 | #VALUE! | #VALUE! | #VALUE! | #VALUE! | #VALUE! | #VALUE!
[9 empty] | #VALUE! | #VALUE! | #VALUE! | #VALUE! | #VALUE! | #VALUE! | #VALUE! | #VALUE! | #VALUE! | 1576 | #VALUE! | #VALUE! | #VALUE! | #VALUE! | #VALUE! | #VALUE!
[9 empty] | #VALUE! | #VALUE! | #VALUE! | #VALUE! | #VALUE! | #VALUE! | #VALUE! | #VALUE! | #VALUE! | 1577 | #VALUE! | #VALUE! | #VALUE! | #VALUE! | #VALUE! | #VALUE!
[9 empty] | #VALUE! | #VALUE! | #VALUE! | #VALUE! | #VALUE! | #VALUE! | #VALUE! | #VALUE! | #VALUE! | 1578 | #VALUE! | #VALUE! | #VALUE! | #VALUE! | #VALUE! | #VALUE!
[9 empty] | #VALUE! | #VALUE! | #VALUE! | #VALUE! | #VALUE! | #VALUE! | #VALUE! | #VALUE! | #VALUE! | 1579 | #VALUE! | #VALUE! | #VALUE! | #VALUE! | #VALUE! | #VALUE!
[9 empty] | #VALUE! | #VALUE! | #VALUE! | #VALUE! | #VALUE! | #VALUE! | #VALUE! | #VALUE! | #VALUE! | 1580 | #VALUE! | #VALUE! | #VALUE! | #VALUE! | #VALUE! | #VALUE!
[9 empty] | #VALUE! | #VALUE! | #VALUE! | #VALUE! | #VALUE! | #VALUE! | #VALUE! | #VALUE! | #VALUE! | 1581 | #VALUE! | #VALUE! | #VALUE! | #VALUE! | #VALUE! | #VALUE!
[9 empty] | #VALUE! | #VALUE! | #VALUE! | #VALUE! | #VALUE! | #VALUE! | #VALUE! | #VALUE! | #VALUE! | 1582 | #VALUE! | #VALUE! | #VALUE! | #VALUE! | #VALUE! | #VALUE!
[9 empty] | #VALUE! | #VALUE! | #VALUE! | #VALUE! | #VALUE! | #VALUE! | #VALUE! | #VALUE! | #VALUE! | 1583 | #VALUE! | #VALUE! | #VALUE! | #VALUE! | #VALUE! | #VALUE!
[9 empty] | #VALUE! | #VALUE! | #VALUE! | #VALUE! | #VALUE! | #VALUE! | #VALUE! | #VALUE! | #VALUE! | 1584 | #VALUE! | #VALUE! | #VALUE! | #VALUE! | #VALUE! | #VALUE!
[9 empty] | #VALUE! | #VALUE! | #VALUE! | #VALUE! | #VALUE! | #VALUE! | #VALUE! | #VALUE! | #VALUE! | 1585 | #VALUE! | #VALUE! | #VALUE! | #VALUE! | #VALUE! | #VALUE!
[9 empty] | #VALUE! | #VALUE! | #VALUE! | #VALUE! | #VALUE! | #VALUE! | #VALUE! | #VALUE! | #VALUE! | 1586 | #VALUE! | #VALUE! | #VALUE! | #VALUE! | #VALUE! | #VALUE!
[9 empty] | #VALUE! | #VALUE! | #VALUE! | #VALUE! | #VALUE! | #VALUE! | #VALUE! | #VALUE! | #VALUE! | 1587 | #VALUE! | #VALUE! | #VALUE! | #VALUE! | #VALUE! | #VALUE!
[9 empty] | #VALUE! | #VALUE! | #VALUE! | #VALUE! | #VALUE! | #VALUE! | #VALUE! | #VALUE! | #VALUE! | 1588 | #VALUE! | #VALUE! | #VALUE! | #VALUE! | #VALUE! | #VALUE!
[9 empty] | #VALUE! | #VALUE! | #VALUE! | #VALUE! | #VALUE! | #VALUE! | #VALUE! | #VALUE! | #VALUE! | 1589 | #VALUE! | #VALUE! | #VALUE! | #VALUE! | #VALUE! | #VALUE!
[9 empty] | #VALUE! | #VALUE! | #VALUE! | #VALUE! | #VALUE! | #VALUE! | #VALUE! | #VALUE! | #VALUE! | 1590 | #VALUE! | #VALUE! | #VALUE! | #VALUE! | #VALUE! | #VALUE!
[9 empty] | #VALUE! | #VALUE! | #VALUE! | #VALUE! | #VALUE! | #VALUE! | #VALUE! | #VALUE! | #VALUE! | 1591 | #VALUE! | #VALUE! | #VALUE! | #VALUE! | #VALUE! | #VALUE!
[9 empty] | #VALUE! | #VALUE! | #VALUE! | #VALUE! | #VALUE! | #VALUE! | #VALUE! | #VALUE! | #VALUE! | 1592 | #VALUE! | #VALUE! | #VALUE! | #VALUE! | #VALUE! | #VALUE!
[9 empty] | #VALUE! | #VALUE! | #VALUE! | #VALUE! | #VALUE! | #VALUE! | #VALUE! | #VALUE! | #VALUE! | 1593 | #VALUE! | #VALUE! | #VALUE! | #VALUE! | #VALUE! | #VALUE!
[9 empty] | #VALUE! | #VALUE! | #VALUE! | #VALUE! | #VALUE! | #VALUE! | #VALUE! | #VALUE! | #VALUE! | 1594 | #VALUE! | #VALUE! | #VALUE! | #VALUE! | #VALUE! | #VALUE!
[9 empty] | #VALUE! | #VALUE! | #VALUE! | #VALUE! | #VALUE! | #VALUE! | #VALUE! | #VALUE! | #VALUE! | 1595 | #VALUE! | #VALUE! | #VALUE! | #VALUE! | #VALUE! | #VALUE!
[9 empty] | #VALUE! | #VALUE! | #VALUE! | #VALUE! | #VALUE! | #VALUE! | #VALUE! | #VALUE! | #VALUE! | 1596 | #VALUE! | #VALUE! | #VALUE! | #VALUE! | #VALUE! | #VALUE!
[9 empty] | #VALUE! | #VALUE! | #VALUE! | #VALUE! | #VALUE! | #VALUE! | #VALUE! | #VALUE! | #VALUE! | 1597 | #VALUE! | #VALUE! | #VALUE! | #VALUE! | #VALUE! | #VALUE!
[9 empty] | #VALUE! | #VALUE! | #VALUE! | #VALUE! | #VALUE! | #VALUE! | #VALUE! | #VALUE! | #VALUE! | 1598 | #VALUE! | #VALUE! | #VALUE! | #VALUE! | #VALUE! | #VALUE!
[9 empty] | #VALUE! | #VALUE! | #VALUE! | #VALUE! | #VALUE! | #VALUE! | #VALUE! | #VALUE! | #VALUE! | 1599 | #VALUE! | #VALUE! | #VALUE! | #VALUE! | #VALUE! | #VALUE!
[9 empty] | #VALUE! | #VALUE! | #VALUE! | #VALUE! | #VALUE! | #VALUE! | #VALUE! | #VALUE! | #VALUE! | 1600 | #VALUE! | #VALUE! | #VALUE! | #VALUE! | #VALUE! | #VALUE!
[9 empty] | #VALUE! | #VALUE! | #VALUE! | #VALUE! | #VALUE! | #VALUE! | #VALUE! | #VALUE! | #VALUE! | 1601 | #VALUE! | #VALUE! | #VALUE! | #VALUE! | #VALUE! | #VALUE!
[9 empty] | #VALUE! | #VALUE! | #VALUE! | #VALUE! | #VALUE! | #VALUE! | #VALUE! | #VALUE! | #VALUE! | 1602 | #VALUE! | #VALUE! | #VALUE! | #VALUE! | #VALUE! | #VALUE!
[9 empty] | #VALUE! | #VALUE! | #VALUE! | #VALUE! | #VALUE! | #VALUE! | #VALUE! | #VALUE! | #VALUE! | 1603 | #VALUE! | #VALUE! | #VALUE! | #VALUE! | #VALUE! | #VALUE!
[9 empty] | #VALUE! | #VALUE! | #VALUE! | #VALUE! | #VALUE! | #VALUE! | #VALUE! | #VALUE! | #VALUE! | 1604 | #VALUE! | #VALUE! | #VALUE! | #VALUE! | #VALUE! | #VALUE!
[9 empty] | #VALUE! | #VALUE! | #VALUE! | #VALUE! | #VALUE! | #VALUE! | #VALUE! | #VALUE! | #VALUE! | 1605 | #VALUE! | #VALUE! | #VALUE! | #VALUE! | #VALUE! | #VALUE!
[9 empty] | #VALUE! | #VALUE! | #VALUE! | #VALUE! | #VALUE! | #VALUE! | #VALUE! | #VALUE! | #VALUE! | 1606 | #VALUE! | #VALUE! | #VALUE! | #VALUE! | #VALUE! | #VALUE!
[9 empty] | #VALUE! | #VALUE! | #VALUE! | #VALUE! | #VALUE! | #VALUE! | #VALUE! | #VALUE! | #VALUE! | 1607 | #VALUE! | #VALUE! | #VALUE! | #VALUE! | #VALUE! | #VALUE!
[9 empty] | #VALUE! | #VALUE! | #VALUE! | #VALUE! | #VALUE! | #VALUE! | #VALUE! | #VALUE! | #VALUE! | 1608 | #VALUE! | #VALUE! | #VALUE! | #VALUE! | #VALUE! | #VALUE!
[9 empty] | #VALUE! | #VALUE! | #VALUE! | #VALUE! | #VALUE! | #VALUE! | #VALUE! | #VALUE! | #VALUE! | 1609 | #VALUE! | #VALUE! | #VALUE! | #VALUE! | #VALUE! | #VALUE!
[9 empty] | #VALUE! | #VALUE! | #VALUE! | #VALUE! | #VALUE! | #VALUE! | #VALUE! | #VALUE! | #VALUE! | 1610 | #VALUE! | #VALUE! | #VALUE! | #VALUE! | #VALUE! | #VALUE!
[9 empty] | #VALUE! | #VALUE! | #VALUE! | #VALUE! | #VALUE! | #VALUE! | #VALUE! | #VALUE! | #VALUE! | 1611 | #VALUE! | #VALUE! | #VALUE! | #VALUE! | #VALUE! | #VALUE!
[9 empty] | #VALUE! | #VALUE! | #VALUE! | #VALUE! | #VALUE! | #VALUE! | #VALUE! | #VALUE! | #VALUE! | 1612 | #VALUE! | #VALUE! | #VALUE! | #VALUE! | #VALUE! | #VALUE!
[9 empty] | #VALUE! | #VALUE! | #VALUE! | #VALUE! | #VALUE! | #VALUE! | #VALUE! | #VALUE! | #VALUE! | 1613 | #VALUE! | #VALUE! | #VALUE! | #VALUE! | #VALUE! | #VALUE!
[9 empty] | #VALUE! | #VALUE! | #VALUE! | #VALUE! | #VALUE! | #VALUE! | #VALUE! | #VALUE! | #VALUE! | 1614 | #VALUE! | #VALUE! | #VALUE! | #VALUE! | #VALUE! | #VALUE!
[9 empty] | #VALUE! | #VALUE! | #VALUE! | #VALUE! | #VALUE! | #VALUE! | #VALUE! | #VALUE! | #VALUE! | 1615 | #VALUE! | #VALUE! | #VALUE! | #VALUE! | #VALUE! | #VALUE!
[9 empty] | #VALUE! | #VALUE! | #VALUE! | #VALUE! | #VALUE! | #VALUE! | #VALUE! | #VALUE! | #VALUE! | 1616 | #VALUE! | #VALUE! | #VALUE! | #VALUE! | #VALUE! | #VALUE!
[9 empty] | #VALUE! | #VALUE! | #VALUE! | #VALUE! | #VALUE! | #VALUE! | #VALUE! | #VALUE! | #VALUE! | 1617 | #VALUE! | #VALUE! | #VALUE! | #VALUE! | #VALUE! | #VALUE!
[9 empty] | #VALUE! | #VALUE! | #VALUE! | #VALUE! | #VALUE! | #VALUE! | #VALUE! | #VALUE! | #VALUE! | 1618 | #VALUE! | #VALUE! | #VALUE! | #VALUE! | #VALUE! | #VALUE!
[9 empty] | #VALUE! | #VALUE! | #VALUE! | #VALUE! | #VALUE! | #VALUE! | #VALUE! | #VALUE! | #VALUE! | 1619 | #VALUE! | #VALUE! | #VALUE! | #VALUE! | #VALUE! | #VALUE!
[9 empty] | #VALUE! | #VALUE! | #VALUE! | #VALUE! | #VALUE! | #VALUE! | #VALUE! | #VALUE! | #VALUE! | 1620 | #VALUE! | #VALUE! | #VALUE! | #VALUE! | #VALUE! | #VALUE!
[9 empty] | #VALUE! | #VALUE! | #VALUE! | #VALUE! | #VALUE! | #VALUE! | #VALUE! | #VALUE! | #VALUE! | 1621 | #VALUE! | #VALUE! | #VALUE! | #VALUE! | #VALUE! | #VALUE!
[9 empty] | #VALUE! | #VALUE! | #VALUE! | #VALUE! | #VALUE! | #VALUE! | #VALUE! | #VALUE! | #VALUE! | 1622 | #VALUE! | #VALUE! | #VALUE! | #VALUE! | #VALUE! | #VALUE!
[9 empty] | #VALUE! | #VALUE! | #VALUE! | #VALUE! | #VALUE! | #VALUE! | #VALUE! | #VALUE! | #VALUE! | 1623 | #VALUE! | #VALUE! | #VALUE! | #VALUE! | #VALUE! | #VALUE!
[9 empty] | #VALUE! | #VALUE! | #VALUE! | #VALUE! | #VALUE! | #VALUE! | #VALUE! | #VALUE! | #VALUE! | 1624 | #VALUE! | #VALUE! | #VALUE! | #VALUE! | #VALUE! | #VALUE!
[9 empty] | #VALUE! | #VALUE! | #VALUE! | #VALUE! | #VALUE! | #VALUE! | #VALUE! | #VALUE! | #VALUE! | 1625 | #VALUE! | #VALUE! | #VALUE! | #VALUE! | #VALUE! | #VALUE!
[9 empty] | #VALUE! | #VALUE! | #VALUE! | #VALUE! | #VALUE! | #VALUE! | #VALUE! | #VALUE! | #VALUE! | 1626 | #VALUE! | #VALUE! | #VALUE! | #VALUE! | #VALUE! | #VALUE!
[9 empty] | #VALUE! | #VALUE! | #VALUE! | #VALUE! | #VALUE! | #VALUE! | #VALUE! | #VALUE! | #VALUE! | 1627 | #VALUE! | #VALUE! | #VALUE! | #VALUE! | #VALUE! | #VALUE!
[9 empty] | #VALUE! | #VALUE! | #VALUE! | #VALUE! | #VALUE! | #VALUE! | #VALUE! | #VALUE! | #VALUE! | 1628 | #VALUE! | #VALUE! | #VALUE! | #VALUE! | #VALUE! | #VALUE!
[9 empty] | #VALUE! | #VALUE! | #VALUE! | #VALUE! | #VALUE! | #VALUE! | #VALUE! | #VALUE! | #VALUE! | 1629 | #VALUE! | #VALUE! | #VALUE! | #VALUE! | #VALUE! | #VALUE!
[9 empty] | #VALUE! | #VALUE! | #VALUE! | #VALUE! | #VALUE! | #VALUE! | #VALUE! | #VALUE! | #VALUE! | 1630 | #VALUE! | #VALUE! | #VALUE! | #VALUE! | #VALUE! | #VALUE!
[9 empty] | #VALUE! | #VALUE! | #VALUE! | #VALUE! | #VALUE! | #VALUE! | #VALUE! | #VALUE! | #VALUE! | 1631 | #VALUE! | #VALUE! | #VALUE! | #VALUE! | #VALUE! | #VALUE!
[9 empty] | #VALUE! | #VALUE! | #VALUE! | #VALUE! | #VALUE! | #VALUE! | #VALUE! | #VALUE! | #VALUE! | 1632 | #VALUE! | #VALUE! | #VALUE! | #VALUE! | #VALUE! | #VALUE!
[9 empty] | #VALUE! | #VALUE! | #VALUE! | #VALUE! | #VALUE! | #VALUE! | #VALUE! | #VALUE! | #VALUE! | 1633 | #VALUE! | #VALUE! | #VALUE! | #VALUE! | #VALUE! | #VALUE!
[9 empty] | #VALUE! | #VALUE! | #VALUE! | #VALUE! | #VALUE! | #VALUE! | #VALUE! | #VALUE! | #VALUE! | 1634 | #VALUE! | #VALUE! | #VALUE! | #VALUE! | #VALUE! | #VALUE!
[9 empty] | #VALUE! | #VALUE! | #VALUE! | #VALUE! | #VALUE! | #VALUE! | #VALUE! | #VALUE! | #VALUE! | 1635 | #VALUE! | #VALUE! | #VALUE! | #VALUE! | #VALUE! | #VALUE!
[9 empty] | #VALUE! | #VALUE! | #VALUE! | #VALUE! | #VALUE! | #VALUE! | #VALUE! | #VALUE! | #VALUE! | 1636 | #VALUE! | #VALUE! | #VALUE! | #VALUE! | #VALUE! | #VALUE!
[9 empty] | #VALUE! | #VALUE! | #VALUE! | #VALUE! | #VALUE! | #VALUE! | #VALUE! | #VALUE! | #VALUE! | 1637 | #VALUE! | #VALUE! | #VALUE! | #VALUE! | #VALUE! | #VALUE!
[9 empty] | #VALUE! | #VALUE! | #VALUE! | #VALUE! | #VALUE! | #VALUE! | #VALUE! | #VALUE! | #VALUE! | 1638 | #VALUE! | #VALUE! | #VALUE! | #VALUE! | #VALUE! | #VALUE!
[9 empty] | #VALUE! | #VALUE! | #VALUE! | #VALUE! | #VALUE! | #VALUE! | #VALUE! | #VALUE! | #VALUE! | 1639 | #VALUE! | #VALUE! | #VALUE! | #VALUE! | #VALUE! | #VALUE!
[9 empty] | #VALUE! | #VALUE! | #VALUE! | #VALUE! | #VALUE! | #VALUE! | #VALUE! | #VALUE! | #VALUE! | 1640 | #VALUE! | #VALUE! | #VALUE! | #VALUE! | #VALUE! | #VALUE!
[9 empty] | #VALUE! | #VALUE! | #VALUE! | #VALUE! | #VALUE! | #VALUE! | #VALUE! | #VALUE! | #VALUE! | 1641 | #VALUE! | #VALUE! | #VALUE! | #VALUE! | #VALUE! | #VALUE!
[9 empty] | #VALUE! | #VALUE! | #VALUE! | #VALUE! | #VALUE! | #VALUE! | #VALUE! | #VALUE! | #VALUE! | 1642 | #VALUE! | #VALUE! | #VALUE! | #VALUE! | #VALUE! | #VALUE!
[9 empty] | #VALUE! | #VALUE! | #VALUE! | #VALUE! | #VALUE! | #VALUE! | #VALUE! | #VALUE! | #VALUE! | 1643 | #VALUE! | #VALUE! | #VALUE! | #VALUE! | #VALUE! | #VALUE!
[9 empty] | #VALUE! | #VALUE! | #VALUE! | #VALUE! | #VALUE! | #VALUE! | #VALUE! | #VALUE! | #VALUE! | 1644 | #VALUE! | #VALUE! | #VALUE! | #VALUE! | #VALUE! | #VALUE!
[9 empty] | #VALUE! | #VALUE! | #VALUE! | #VALUE! | #VALUE! | #VALUE! | #VALUE! | #VALUE! | #VALUE! | 1645 | #VALUE! | #VALUE! | #VALUE! | #VALUE! | #VALUE! | #VALUE!
[9 empty] | #VALUE! | #VALUE! | #VALUE! | #VALUE! | #VALUE! | #VALUE! | #VALUE! | #VALUE! | #VALUE! | 1646 | #VALUE! | #VALUE! | #VALUE! | #VALUE! | #VALUE! | #VALUE!
[9 empty] | #VALUE! | #VALUE! | #VALUE! | #VALUE! | #VALUE! | #VALUE! | #VALUE! | #VALUE! | #VALUE! | 1647 | #VALUE! | #VALUE! | #VALUE! | #VALUE! | #VALUE! | #VALUE!
[9 empty] | #VALUE! | #VALUE! | #VALUE! | #VALUE! | #VALUE! | #VALUE! | #VALUE! | #VALUE! | #VALUE! | 1648 | #VALUE! | #VALUE! | #VALUE! | #VALUE! | #VALUE! | #VALUE!
[9 empty] | #VALUE! | #VALUE! | #VALUE! | #VALUE! | #VALUE! | #VALUE! | #VALUE! | #VALUE! | #VALUE! | 1649 | #VALUE! | #VALUE! | #VALUE! | #VALUE! | #VALUE! | #VALUE!
[9 empty] | #VALUE! | #VALUE! | #VALUE! | #VALUE! | #VALUE! | #VALUE! | #VALUE! | #VALUE! | #VALUE! | 1650 | #VALUE! | #VALUE! | #VALUE! | #VALUE! | #VALUE! | #VALUE!
[9 empty] | #VALUE! | #VALUE! | #VALUE! | #VALUE! | #VALUE! | #VALUE! | #VALUE! | #VALUE! | #VALUE! | 1651 | #VALUE! | #VALUE! | #VALUE! | #VALUE! | #VALUE! | #VALUE!
[9 empty] | #VALUE! | #VALUE! | #VALUE! | #VALUE! | #VALUE! | #VALUE! | #VALUE! | #VALUE! | #VALUE! | 1652 | #VALUE! | #VALUE! | #VALUE! | #VALUE! | #VALUE! | #VALUE!
[9 empty] | #VALUE! | #VALUE! | #VALUE! | #VALUE! | #VALUE! | #VALUE! | #VALUE! | #VALUE! | #VALUE! | 1653 | #VALUE! | #VALUE! | #VALUE! | #VALUE! | #VALUE! | #VALUE!
[9 empty] | #VALUE! | #VALUE! | #VALUE! | #VALUE! | #VALUE! | #VALUE! | #VALUE! | #VALUE! | #VALUE! | 1654 | #VALUE! | #VALUE! | #VALUE! | #VALUE! | #VALUE! | #VALUE!
[9 empty] | #VALUE! | #VALUE! | #VALUE! | #VALUE! | #VALUE! | #VALUE! | #VALUE! | #VALUE! | #VALUE! | 1655 | #VALUE! | #VALUE! | #VALUE! | #VALUE! | #VALUE! | #VALUE!
[9 empty] | #VALUE! | #VALUE! | #VALUE! | #VALUE! | #VALUE! | #VALUE! | #VALUE! | #VALUE! | #VALUE! | 1656 | #VALUE! | #VALUE! | #VALUE! | #VALUE! | #VALUE! | #VALUE!
[9 empty] | #VALUE! | #VALUE! | #VALUE! | #VALUE! | #VALUE! | #VALUE! | #VALUE! | #VALUE! | #VALUE! | 1657 | #VALUE! | #VALUE! | #VALUE! | #VALUE! | #VALUE! | #VALUE!
[9 empty] | #VALUE! | #VALUE! | #VALUE! | #VALUE! | #VALUE! | #VALUE! | #VALUE! | #VALUE! | #VALUE! | 1658 | #VALUE! | #VALUE! | #VALUE! | #VALUE! | #VALUE! | #VALUE!
[9 empty] | #VALUE! | #VALUE! | #VALUE! | #VALUE! | #VALUE! | #VALUE! | #VALUE! | #VALUE! | #VALUE! | 1659 | #VALUE! | #VALUE! | #VALUE! | #VALUE! | #VALUE! | #VALUE!
[9 empty] | #VALUE! | #VALUE! | #VALUE! | #VALUE! | #VALUE! | #VALUE! | #VALUE! | #VALUE! | #VALUE! | 1660 | #VALUE! | #VALUE! | #VALUE! | #VALUE! | #VALUE! | #VALUE!
[9 empty] | #VALUE! | #VALUE! | #VALUE! | #VALUE! | #VALUE! | #VALUE! | #VALUE! | #VALUE! | #VALUE! | 1661 | #VALUE! | #VALUE! | #VALUE! | #VALUE! | #VALUE! | #VALUE!
[9 empty] | #VALUE! | #VALUE! | #VALUE! | #VALUE! | #VALUE! | #VALUE! | #VALUE! | #VALUE! | #VALUE! | 1662 | #VALUE! | #VALUE! | #VALUE! | #VALUE! | #VALUE! | #VALUE!
[9 empty] | #VALUE! | #VALUE! | #VALUE! | #VALUE! | #VALUE! | #VALUE! | #VALUE! | #VALUE! | #VALUE! | 1663 | #VALUE! | #VALUE! | #VALUE! | #VALUE! | #VALUE! | #VALUE!
[9 empty] | #VALUE! | #VALUE! | #VALUE! | #VALUE! | #VALUE! | #VALUE! | #VALUE! | #VALUE! | #VALUE! | 1664 | #VALUE! | #VALUE! | #VALUE! | #VALUE! | #VALUE! | #VALUE!
[9 empty] | #VALUE! | #VALUE! | #VALUE! | #VALUE! | #VALUE! | #VALUE! | #VALUE! | #VALUE! | #VALUE! | 1665 | #VALUE! | #VALUE! | #VALUE! | #VALUE! | #VALUE! | #VALUE!
[9 empty] | #VALUE! | #VALUE! | #VALUE! | #VALUE! | #VALUE! | #VALUE! | #VALUE! | #VALUE! | #VALUE! | 1666 | #VALUE! | #VALUE! | #VALUE! | #VALUE! | #VALUE! | #VALUE!
[9 empty] | #VALUE! | #VALUE! | #VALUE! | #VALUE! | #VALUE! | #VALUE! | #VALUE! | #VALUE! | #VALUE! | 1667 | #VALUE! | #VALUE! | #VALUE! | #VALUE! | #VALUE! | #VALUE!
[9 empty] | #VALUE! | #VALUE! | #VALUE! | #VALUE! | #VALUE! | #VALUE! | #VALUE! | #VALUE! | #VALUE! | 1668 | #VALUE! | #VALUE! | #VALUE! | #VALUE! | #VALUE! | #VALUE!
[9 empty] | #VALUE! | #VALUE! | #VALUE! | #VALUE! | #VALUE! | #VALUE! | #VALUE! | #VALUE! | #VALUE! | 1669 | #VALUE! | #VALUE! | #VALUE! | #VALUE! | #VALUE! | #VALUE!
[9 empty] | #VALUE! | #VALUE! | #VALUE! | #VALUE! | #VALUE! | #VALUE! | #VALUE! | #VALUE! | #VALUE! | 1670 | #VALUE! | #VALUE! | #VALUE! | #VALUE! | #VALUE! | #VALUE!
[9 empty] | #VALUE! | #VALUE! | #VALUE! | #VALUE! | #VALUE! | #VALUE! | #VALUE! | #VALUE! | #VALUE! | 1671 | #VALUE! | #VALUE! | #VALUE! | #VALUE! | #VALUE! | #VALUE!
[9 empty] | #VALUE! | #VALUE! | #VALUE! | #VALUE! | #VALUE! | #VALUE! | #VALUE! | #VALUE! | #VALUE! | 1672 | #VALUE! | #VALUE! | #VALUE! | #VALUE! | #VALUE! | #VALUE!
[9 empty] | #VALUE! | #VALUE! | #VALUE! | #VALUE! | #VALUE! | #VALUE! | #VALUE! | #VALUE! | #VALUE! | 1673 | #VALUE! | #VALUE! | #VALUE! | #VALUE! | #VALUE! | #VALUE!
[9 empty] | #VALUE! | #VALUE! | #VALUE! | #VALUE! | #VALUE! | #VALUE! | #VALUE! | #VALUE! | #VALUE! | 1674 | #VALUE! | #VALUE! | #VALUE! | #VALUE! | #VALUE! | #VALUE!
[9 empty] | #VALUE! | #VALUE! | #VALUE! | #VALUE! | #VALUE! | #VALUE! | #VALUE! | #VALUE! | #VALUE! | 1675 | #VALUE! | #VALUE! | #VALUE! | #VALUE! | #VALUE! | #VALUE!
[9 empty] | #VALUE! | #VALUE! | #VALUE! | #VALUE! | #VALUE! | #VALUE! | #VALUE! | #VALUE! | #VALUE! | 1676 | #VALUE! | #VALUE! | #VALUE! | #VALUE! | #VALUE! | #VALUE!
[9 empty] | #VALUE! | #VALUE! | #VALUE! | #VALUE! | #VALUE! | #VALUE! | #VALUE! | #VALUE! | #VALUE! | 1677 | #VALUE! | #VALUE! | #VALUE! | #VALUE! | #VALUE! | #VALUE!
[9 empty] | #VALUE! | #VALUE! | #VALUE! | #VALUE! | #VALUE! | #VALUE! | #VALUE! | #VALUE! | #VALUE! | 1678 | #VALUE! | #VALUE! | #VALUE! | #VALUE! | #VALUE! | #VALUE!
[9 empty] | #VALUE! | #VALUE! | #VALUE! | #VALUE! | #VALUE! | #VALUE! | #VALUE! | #VALUE! | #VALUE! | 1679 | #VALUE! | #VALUE! | #VALUE! | #VALUE! | #VALUE! | #VALUE!
[9 empty] | #VALUE! | #VALUE! | #VALUE! | #VALUE! | #VALUE! | #VALUE! | #VALUE! | #VALUE! | #VALUE! | 1680 | #VALUE! | #VALUE! | #VALUE! | #VALUE! | #VALUE! | #VALUE!
[9 empty] | #VALUE! | #VALUE! | #VALUE! | #VALUE! | #VALUE! | #VALUE! | #VALUE! | #VALUE! | #VALUE! | 1681 | #VALUE! | #VALUE! | #VALUE! | #VALUE! | #VALUE! | #VALUE!
[9 empty] | #VALUE! | #VALUE! | #VALUE! | #VALUE! | #VALUE! | #VALUE! | #VALUE! | #VALUE! | #VALUE! | 1682 | #VALUE! | #VALUE! | #VALUE! | #VALUE! | #VALUE! | #VALUE!
[9 empty] | #VALUE! | #VALUE! | #VALUE! | #VALUE! | #VALUE! | #VALUE! | #VALUE! | #VALUE! | #VALUE! | 1683 | #VALUE! | #VALUE! | #VALUE! | #VALUE! | #VALUE! | #VALUE!
[9 empty] | #VALUE! | #VALUE! | #VALUE! | #VALUE! | #VALUE! | #VALUE! | #VALUE! | #VALUE! | #VALUE! | 1684 | #VALUE! | #VALUE! | #VALUE! | #VALUE! | #VALUE! | #VALUE!
[9 empty] | #VALUE! | #VALUE! | #VALUE! | #VALUE! | #VALUE! | #VALUE! | #VALUE! | #VALUE! | #VALUE! | 1685 | #VALUE! | #VALUE! | #VALUE! | #VALUE! | #VALUE! | #VALUE!
[9 empty] | #VALUE! | #VALUE! | #VALUE! | #VALUE! | #VALUE! | #VALUE! | #VALUE! | #VALUE! | #VALUE! | 1686 | #VALUE! | #VALUE! | #VALUE! | #VALUE! | #VALUE! | #VALUE!
[9 empty] | #VALUE! | #VALUE! | #VALUE! | #VALUE! | #VALUE! | #VALUE! | #VALUE! | #VALUE! | #VALUE! | 1687 | #VALUE! | #VALUE! | #VALUE! | #VALUE! | #VALUE! | #VALUE!
[9 empty] | #VALUE! | #VALUE! | #VALUE! | #VALUE! | #VALUE! | #VALUE! | #VALUE! | #VALUE! | #VALUE! | 1688 | #VALUE! | #VALUE! | #VALUE! | #VALUE! | #VALUE! | #VALUE!
[9 empty] | #VALUE! | #VALUE! | #VALUE! | #VALUE! | #VALUE! | #VALUE! | #VALUE! | #VALUE! | #VALUE! | 1689 | #VALUE! | #VALUE! | #VALUE! | #VALUE! | #VALUE! | #VALUE!
[9 empty] | #VALUE! | #VALUE! | #VALUE! | #VALUE! | #VALUE! | #VALUE! | #VALUE! | #VALUE! | #VALUE! | 1690 | #VALUE! | #VALUE! | #VALUE! | #VALUE! | #VALUE! | #VALUE!
[9 empty] | #VALUE! | #VALUE! | #VALUE! | #VALUE! | #VALUE! | #VALUE! | #VALUE! | #VALUE! | #VALUE! | 1691 | #VALUE! | #VALUE! | #VALUE! | #VALUE! | #VALUE! | #VALUE!
[9 empty] | #VALUE! | #VALUE! | #VALUE! | #VALUE! | #VALUE! | #VALUE! | #VALUE! | #VALUE! | #VALUE! | 1692 | #VALUE! | #VALUE! | #VALUE! | #VALUE! | #VALUE! | #VALUE!
[9 empty] | #VALUE! | #VALUE! | #VALUE! | #VALUE! | #VALUE! | #VALUE! | #VALUE! | #VALUE! | #VALUE! | 1693 | #VALUE! | #VALUE! | #VALUE! | #VALUE! | #VALUE! | #VALUE!
[9 empty] | #VALUE! | #VALUE! | #VALUE! | #VALUE! | #VALUE! | #VALUE! | #VALUE! | #VALUE! | #VALUE! | 1694 | #VALUE! | #VALUE! | #VALUE! | #VALUE! | #VALUE! | #VALUE!
[9 empty] | #VALUE! | #VALUE! | #VALUE! | #VALUE! | #VALUE! | #VALUE! | #VALUE! | #VALUE! | #VALUE! | 1695 | #VALUE! | #VALUE! | #VALUE! | #VALUE! | #VALUE! | #VALUE!
[9 empty] | #VALUE! | #VALUE! | #VALUE! | #VALUE! | #VALUE! | #VALUE! | #VALUE! | #VALUE! | #VALUE! | 1696 | #VALUE! | #VALUE! | #VALUE! | #VALUE! | #VALUE! | #VALUE!
[9 empty] | #VALUE! | #VALUE! | #VALUE! | #VALUE! | #VALUE! | #VALUE! | #VALUE! | #VALUE! | #VALUE! | 1697 | #VALUE! | #VALUE! | #VALUE! | #VALUE! | #VALUE! | #VALUE!
[9 empty] | #VALUE! | #VALUE! | #VALUE! | #VALUE! | #VALUE! | #VALUE! | #VALUE! | #VALUE! | #VALUE! | 1698 | #VALUE! | #VALUE! | #VALUE! | #VALUE! | #VALUE! | #VALUE!
[9 empty] | #VALUE! | #VALUE! | #VALUE! | #VALUE! | #VALUE! | #VALUE! | #VALUE! | #VALUE! | #VALUE! | 1699 | #VALUE! | #VALUE! | #VALUE! | #VALUE! | #VALUE! | #VALUE!
[9 empty] | #VALUE! | #VALUE! | #VALUE! | #VALUE! | #VALUE! | #VALUE! | #VALUE! | #VALUE! | #VALUE! | 1700 | #VALUE! | #VALUE! | #VALUE! | #VALUE! | #VALUE! | #VALUE!
[9 empty] | #VALUE! | #VALUE! | #VALUE! | #VALUE! | #VALUE! | #VALUE! | #VALUE! | #VALUE! | #VALUE! | 1701 | #VALUE! | #VALUE! | #VALUE! | #VALUE! | #VALUE! | #VALUE!
[9 empty] | #VALUE! | #VALUE! | #VALUE! | #VALUE! | #VALUE! | #VALUE! | #VALUE! | #VALUE! | #VALUE! | 1702 | #VALUE! | #VALUE! | #VALUE! | #VALUE! | #VALUE! | #VALUE!
[9 empty] | #VALUE! | #VALUE! | #VALUE! | #VALUE! | #VALUE! | #VALUE! | #VALUE! | #VALUE! | #VALUE! | 1703 | #VALUE! | #VALUE! | #VALUE! | #VALUE! | #VALUE! | #VALUE!
[9 empty] | #VALUE! | #VALUE! | #VALUE! | #VALUE! | #VALUE! | #VALUE! | #VALUE! | #VALUE! | #VALUE! | 1704 | #VALUE! | #VALUE! | #VALUE! | #VALUE! | #VALUE! | #VALUE!
[9 empty] | #VALUE! | #VALUE! | #VALUE! | #VALUE! | #VALUE! | #VALUE! | #VALUE! | #VALUE! | #VALUE! | 1705 | #VALUE! | #VALUE! | #VALUE! | #VALUE! | #VALUE! | #VALUE!
[9 empty] | #VALUE! | #VALUE! | #VALUE! | #VALUE! | #VALUE! | #VALUE! | #VALUE! | #VALUE! | #VALUE! | 1706 | #VALUE! | #VALUE! | #VALUE! | #VALUE! | #VALUE! | #VALUE!
[9 empty] | #VALUE! | #VALUE! | #VALUE! | #VALUE! | #VALUE! | #VALUE! | #VALUE! | #VALUE! | #VALUE! | 1707 | #VALUE! | #VALUE! | #VALUE! | #VALUE! | #VALUE! | #VALUE!
[9 empty] | #VALUE! | #VALUE! | #VALUE! | #VALUE! | #VALUE! | #VALUE! | #VALUE! | #VALUE! | #VALUE! | 1708 | #VALUE! | #VALUE! | #VALUE! | #VALUE! | #VALUE! | #VALUE!
[9 empty] | #VALUE! | #VALUE! | #VALUE! | #VALUE! | #VALUE! | #VALUE! | #VALUE! | #VALUE! | #VALUE! | 1709 | #VALUE! | #VALUE! | #VALUE! | #VALUE! | #VALUE! | #VALUE!
[9 empty] | #VALUE! | #VALUE! | #VALUE! | #VALUE! | #VALUE! | #VALUE! | #VALUE! | #VALUE! | #VALUE! | 1710 | #VALUE! | #VALUE! | #VALUE! | #VALUE! | #VALUE! | #VALUE!
[9 empty] | #VALUE! | #VALUE! | #VALUE! | #VALUE! | #VALUE! | #VALUE! | #VALUE! | #VALUE! | #VALUE! | 1711 | #VALUE! | #VALUE! | #VALUE! | #VALUE! | #VALUE! | #VALUE!
[9 empty] | #VALUE! | #VALUE! | #VALUE! | #VALUE! | #VALUE! | #VALUE! | #VALUE! | #VALUE! | #VALUE! | 1712 | #VALUE! | #VALUE! | #VALUE! | #VALUE! | #VALUE! | #VALUE!
[9 empty] | #VALUE! | #VALUE! | #VALUE! | #VALUE! | #VALUE! | #VALUE! | #VALUE! | #VALUE! | #VALUE! | 1713 | #VALUE! | #VALUE! | #VALUE! | #VALUE! | #VALUE! | #VALUE!
[9 empty] | #VALUE! | #VALUE! | #VALUE! | #VALUE! | #VALUE! | #VALUE! | #VALUE! | #VALUE! | #VALUE! | 1714 | #VALUE! | #VALUE! | #VALUE! | #VALUE! | #VALUE! | #VALUE!
[9 empty] | #VALUE! | #VALUE! | #VALUE! | #VALUE! | #VALUE! | #VALUE! | #VALUE! | #VALUE! | #VALUE! | 1715 | #VALUE! | #VALUE! | #VALUE! | #VALUE! | #VALUE! | #VALUE!
[9 empty] | #VALUE! | #VALUE! | #VALUE! | #VALUE! | #VALUE! | #VALUE! | #VALUE! | #VALUE! | #VALUE! | 1716 | #VALUE! | #VALUE! | #VALUE! | #VALUE! | #VALUE! | #VALUE!
[9 empty] | #VALUE! | #VALUE! | #VALUE! | #VALUE! | #VALUE! | #VALUE! | #VALUE! | #VALUE! | #VALUE! | 1717 | #VALUE! | #VALUE! | #VALUE! | #VALUE! | #VALUE! | #VALUE!
[9 empty] | #VALUE! | #VALUE! | #VALUE! | #VALUE! | #VALUE! | #VALUE! | #VALUE! | #VALUE! | #VALUE! | 1718 | #VALUE! | #VALUE! | #VALUE! | #VALUE! | #VALUE! | #VALUE!
[9 empty] | #VALUE! | #VALUE! | #VALUE! | #VALUE! | #VALUE! | #VALUE! | #VALUE! | #VALUE! | #VALUE! | 1719 | #VALUE! | #VALUE! | #VALUE! | #VALUE! | #VALUE! | #VALUE!
[9 empty] | #VALUE! | #VALUE! | #VALUE! | #VALUE! | #VALUE! | #VALUE! | #VALUE! | #VALUE! | #VALUE! | 1720 | #VALUE! | #VALUE! | #VALUE! | #VALUE! | #VALUE! | #VALUE!
[9 empty] | #VALUE! | #VALUE! | #VALUE! | #VALUE! | #VALUE! | #VALUE! | #VALUE! | #VALUE! | #VALUE! | 1721 | #VALUE! | #VALUE! | #VALUE! | #VALUE! | #VALUE! | #VALUE!
[9 empty] | #VALUE! | #VALUE! | #VALUE! | #VALUE! | #VALUE! | #VALUE! | #VALUE! | #VALUE! | #VALUE! | 1722 | #VALUE! | #VALUE! | #VALUE! | #VALUE! | #VALUE! | #VALUE!
[9 empty] | #VALUE! | #VALUE! | #VALUE! | #VALUE! | #VALUE! | #VALUE! | #VALUE! | #VALUE! | #VALUE! | 1723 | #VALUE! | #VALUE! | #VALUE! | #VALUE! | #VALUE! | #VALUE!
[9 empty] | #VALUE! | #VALUE! | #VALUE! | #VALUE! | #VALUE! | #VALUE! | #VALUE! | #VALUE! | #VALUE! | 1724 | #VALUE! | #VALUE! | #VALUE! | #VALUE! | #VALUE! | #VALUE!
[9 empty] | #VALUE! | #VALUE! | #VALUE! | #VALUE! | #VALUE! | #VALUE! | #VALUE! | #VALUE! | #VALUE! | 1725 | #VALUE! | #VALUE! | #VALUE! | #VALUE! | #VALUE! | #VALUE!
[9 empty] | #VALUE! | #VALUE! | #VALUE! | #VALUE! | #VALUE! | #VALUE! | #VALUE! | #VALUE! | #VALUE! | 1726 | #VALUE! | #VALUE! | #VALUE! | #VALUE! | #VALUE! | #VALUE!
[9 empty] | #VALUE! | #VALUE! | #VALUE! | #VALUE! | #VALUE! | #VALUE! | #VALUE! | #VALUE! | #VALUE! | 1727 | #VALUE! | #VALUE! | #VALUE! | #VALUE! | #VALUE! | #VALUE!
[9 empty] | #VALUE! | #VALUE! | #VALUE! | #VALUE! | #VALUE! | #VALUE! | #VALUE! | #VALUE! | #VALUE! | 1728 | #VALUE! | #VALUE! | #VALUE! | #VALUE! | #VALUE! | #VALUE!
[9 empty] | #VALUE! | #VALUE! | #VALUE! | #VALUE! | #VALUE! | #VALUE! | #VALUE! | #VALUE! | #VALUE! | 1729 | #VALUE! | #VALUE! | #VALUE! | #VALUE! | #VALUE! | #VALUE!
[9 empty] | #VALUE! | #VALUE! | #VALUE! | #VALUE! | #VALUE! | #VALUE! | #VALUE! | #VALUE! | #VALUE! | 1730 | #VALUE! | #VALUE! | #VALUE! | #VALUE! | #VALUE! | #VALUE!
[9 empty] | #VALUE! | #VALUE! | #VALUE! | #VALUE! | #VALUE! | #VALUE! | #VALUE! | #VALUE! | #VALUE! | 1731 | #VALUE! | #VALUE! | #VALUE! | #VALUE! | #VALUE! | #VALUE!
[9 empty] | #VALUE! | #VALUE! | #VALUE! | #VALUE! | #VALUE! | #VALUE! | #VALUE! | #VALUE! | #VALUE! | 1732 | #VALUE! | #VALUE! | #VALUE! | #VALUE! | #VALUE! | #VALUE!
[9 empty] | #VALUE! | #VALUE! | #VALUE! | #VALUE! | #VALUE! | #VALUE! | #VALUE! | #VALUE! | #VALUE! | 1733 | #VALUE! | #VALUE! | #VALUE! | #VALUE! | #VALUE! | #VALUE!
[9 empty] | #VALUE! | #VALUE! | #VALUE! | #VALUE! | #VALUE! | #VALUE! | #VALUE! | #VALUE! | #VALUE! | 1734 | #VALUE! | #VALUE! | #VALUE! | #VALUE! | #VALUE! | #VALUE!
[9 empty] | #VALUE! | #VALUE! | #VALUE! | #VALUE! | #VALUE! | #VALUE! | #VALUE! | #VALUE! | #VALUE! | 1735 | #VALUE! | #VALUE! | #VALUE! | #VALUE! | #VALUE! | #VALUE!
[9 empty] | #VALUE! | #VALUE! | #VALUE! | #VALUE! | #VALUE! | #VALUE! | #VALUE! | #VALUE! | #VALUE! | 1736 | #VALUE! | #VALUE! | #VALUE! | #VALUE! | #VALUE! | #VALUE!
[9 empty] | #VALUE! | #VALUE! | #VALUE! | #VALUE! | #VALUE! | #VALUE! | #VALUE! | #VALUE! | #VALUE! | 1737 | #VALUE! | #VALUE! | #VALUE! | #VALUE! | #VALUE! | #VALUE!
[9 empty] | #VALUE! | #VALUE! | #VALUE! | #VALUE! | #VALUE! | #VALUE! | #VALUE! | #VALUE! | #VALUE! | 1738 | #VALUE! | #VALUE! | #VALUE! | #VALUE! | #VALUE! | #VALUE!
[9 empty] | #VALUE! | #VALUE! | #VALUE! | #VALUE! | #VALUE! | #VALUE! | #VALUE! | #VALUE! | #VALUE! | 1739 | #VALUE! | #VALUE! | #VALUE! | #VALUE! | #VALUE! | #VALUE!
[9 empty] | #VALUE! | #VALUE! | #VALUE! | #VALUE! | #VALUE! | #VALUE! | #VALUE! | #VALUE! | #VALUE! | 1740 | #VALUE! | #VALUE! | #VALUE! | #VALUE! | #VALUE! | #VALUE!
[9 empty] | #VALUE! | #VALUE! | #VALUE! | #VALUE! | #VALUE! | #VALUE! | #VALUE! | #VALUE! | #VALUE! | 1741 | #VALUE! | #VALUE! | #VALUE! | #VALUE! | #VALUE! | #VALUE!
[9 empty] | #VALUE! | #VALUE! | #VALUE! | #VALUE! | #VALUE! | #VALUE! | #VALUE! | #VALUE! | #VALUE! | 1742 | #VALUE! | #VALUE! | #VALUE! | #VALUE! | #VALUE! | #VALUE!
[9 empty] | #VALUE! | #VALUE! | #VALUE! | #VALUE! | #VALUE! | #VALUE! | #VALUE! | #VALUE! | #VALUE! | 1743 | #VALUE! | #VALUE! | #VALUE! | #VALUE! | #VALUE! | #VALUE!
[9 empty] | #VALUE! | #VALUE! | #VALUE! | #VALUE! | #VALUE! | #VALUE! | #VALUE! | #VALUE! | #VALUE! | 1744 | #VALUE! | #VALUE! | #VALUE! | #VALUE! | #VALUE! | #VALUE!
[9 empty] | #VALUE! | #VALUE! | #VALUE! | #VALUE! | #VALUE! | #VALUE! | #VALUE! | #VALUE! | #VALUE! | 1745 | #VALUE! | #VALUE! | #VALUE! | #VALUE! | #VALUE! | #VALUE!
[9 empty] | #VALUE! | #VALUE! | #VALUE! | #VALUE! | #VALUE! | #VALUE! | #VALUE! | #VALUE! | #VALUE! | 1746 | #VALUE! | #VALUE! | #VALUE! | #VALUE! | #VALUE! | #VALUE!
[9 empty] | #VALUE! | #VALUE! | #VALUE! | #VALUE! | #VALUE! | #VALUE! | #VALUE! | #VALUE! | #VALUE! | 1747 | #VALUE! | #VALUE! | #VALUE! | #VALUE! | #VALUE! | #VALUE!
[9 empty] | #VALUE! | #VALUE! | #VALUE! | #VALUE! | #VALUE! | #VALUE! | #VALUE! | #VALUE! | #VALUE! | 1748 | #VALUE! | #VALUE! | #VALUE! | #VALUE! | #VALUE! | #VALUE!
[9 empty] | #VALUE! | #VALUE! | #VALUE! | #VALUE! | #VALUE! | #VALUE! | #VALUE! | #VALUE! | #VALUE! | 1749 | #VALUE! | #VALUE! | #VALUE! | #VALUE! | #VALUE! | #VALUE!
[9 empty] | #VALUE! | #VALUE! | #VALUE! | #VALUE! | #VALUE! | #VALUE! | #VALUE! | #VALUE! | #VALUE! | 1750 | #VALUE! | #VALUE! | #VALUE! | #VALUE! | #VALUE! | #VALUE!
[9 empty] | #VALUE! | #VALUE! | #VALUE! | #VALUE! | #VALUE! | #VALUE! | #VALUE! | #VALUE! | #VALUE! | 1751 | #VALUE! | #VALUE! | #VALUE! | #VALUE! | #VALUE! | #VALUE!
[9 empty] | #VALUE! | #VALUE! | #VALUE! | #VALUE! | #VALUE! | #VALUE! | #VALUE! | #VALUE! | #VALUE! | 1752 | #VALUE! | #VALUE! | #VALUE! | #VALUE! | #VALUE! | #VALUE!
[9 empty] | #VALUE! | #VALUE! | #VALUE! | #VALUE! | #VALUE! | #VALUE! | #VALUE! | #VALUE! | #VALUE! | 1753 | #VALUE! | #VALUE! | #VALUE! | #VALUE! | #VALUE! | #VALUE!
[9 empty] | #VALUE! | #VALUE! | #VALUE! | #VALUE! | #VALUE! | #VALUE! | #VALUE! | #VALUE! | #VALUE! | 1754 | #VALUE! | #VALUE! | #VALUE! | #VALUE! | #VALUE! | #VALUE!
[9 empty] | #VALUE! | #VALUE! | #VALUE! | #VALUE! | #VALUE! | #VALUE! | #VALUE! | #VALUE! | #VALUE! | 1755 | #VALUE! | #VALUE! | #VALUE! | #VALUE! | #VALUE! | #VALUE!
[9 empty] | #VALUE! | #VALUE! | #VALUE! | #VALUE! | #VALUE! | #VALUE! | #VALUE! | #VALUE! | #VALUE! | 1756 | #VALUE! | #VALUE! | #VALUE! | #VALUE! | #VALUE! | #VALUE!
[9 empty] | #VALUE! | #VALUE! | #VALUE! | #VALUE! | #VALUE! | #VALUE! | #VALUE! | #VALUE! | #VALUE! | 1757 | #VALUE! | #VALUE! | #VALUE! | #VALUE! | #VALUE! | #VALUE!
[9 empty] | #VALUE! | #VALUE! | #VALUE! | #VALUE! | #VALUE! | #VALUE! | #VALUE! | #VALUE! | #VALUE! | 1758 | #VALUE! | #VALUE! | #VALUE! | #VALUE! | #VALUE! | #VALUE!
[9 empty] | #VALUE! | #VALUE! | #VALUE! | #VALUE! | #VALUE! | #VALUE! | #VALUE! | #VALUE! | #VALUE! | 1759 | #VALUE! | #VALUE! | #VALUE! | #VALUE! | #VALUE! | #VALUE!
[9 empty] | #VALUE! | #VALUE! | #VALUE! | #VALUE! | #VALUE! | #VALUE! | #VALUE! | #VALUE! | #VALUE! | 1760 | #VALUE! | #VALUE! | #VALUE! | #VALUE! | #VALUE! | #VALUE!
[9 empty] | #VALUE! | #VALUE! | #VALUE! | #VALUE! | #VALUE! | #VALUE! | #VALUE! | #VALUE! | #VALUE! | 1761 | #VALUE! | #VALUE! | #VALUE! | #VALUE! | #VALUE! | #VALUE!
[9 empty] | #VALUE! | #VALUE! | #VALUE! | #VALUE! | #VALUE! | #VALUE! | #VALUE! | #VALUE! | #VALUE! | 1762 | #VALUE! | #VALUE! | #VALUE! | #VALUE! | #VALUE! | #VALUE!
[9 empty] | #VALUE! | #VALUE! | #VALUE! | #VALUE! | #VALUE! | #VALUE! | #VALUE! | #VALUE! | #VALUE! | 1763 | #VALUE! | #VALUE! | #VALUE! | #VALUE! | #VALUE! | #VALUE!
[9 empty] | #VALUE! | #VALUE! | #VALUE! | #VALUE! | #VALUE! | #VALUE! | #VALUE! | #VALUE! | #VALUE! | 1764 | #VALUE! | #VALUE! | #VALUE! | #VALUE! | #VALUE! | #VALUE!
[9 empty] | #VALUE! | #VALUE! | #VALUE! | #VALUE! | #VALUE! | #VALUE! | #VALUE! | #VALUE! | #VALUE! | 1765 | #VALUE! | #VALUE! | #VALUE! | #VALUE! | #VALUE! | #VALUE!
[9 empty] | #VALUE! | #VALUE! | #VALUE! | #VALUE! | #VALUE! | #VALUE! | #VALUE! | #VALUE! | #VALUE! | 1766 | #VALUE! | #VALUE! | #VALUE! | #VALUE! | #VALUE! | #VALUE!
[9 empty] | #VALUE! | #VALUE! | #VALUE! | #VALUE! | #VALUE! | #VALUE! | #VALUE! | #VALUE! | #VALUE! | 1767 | #VALUE! | #VALUE! | #VALUE! | #VALUE! | #VALUE! | #VALUE!
[9 empty] | #VALUE! | #VALUE! | #VALUE! | #VALUE! | #VALUE! | #VALUE! | #VALUE! | #VALUE! | #VALUE! | 1768 | #VALUE! | #VALUE! | #VALUE! | #VALUE! | #VALUE! | #VALUE!
[9 empty] | #VALUE! | #VALUE! | #VALUE! | #VALUE! | #VALUE! | #VALUE! | #VALUE! | #VALUE! | #VALUE! | 1769 | #VALUE! | #VALUE! | #VALUE! | #VALUE! | #VALUE! | #VALUE!
[9 empty] | #VALUE! | #VALUE! | #VALUE! | #VALUE! | #VALUE! | #VALUE! | #VALUE! | #VALUE! | #VALUE! | 1770 | #VALUE! | #VALUE! | #VALUE! | #VALUE! | #VALUE! | #VALUE!
[9 empty] | #VALUE! | #VALUE! | #VALUE! | #VALUE! | #VALUE! | #VALUE! | #VALUE! | #VALUE! | #VALUE! | 1771 | #VALUE! | #VALUE! | #VALUE! | #VALUE! | #VALUE! | #VALUE!
[9 empty] | #VALUE! | #VALUE! | #VALUE! | #VALUE! | #VALUE! | #VALUE! | #VALUE! | #VALUE! | #VALUE! | 1772 | #VALUE! | #VALUE! | #VALUE! | #VALUE! | #VALUE! | #VALUE!
[9 empty] | #VALUE! | #VALUE! | #VALUE! | #VALUE! | #VALUE! | #VALUE! | #VALUE! | #VALUE! | #VALUE! | 1773 | #VALUE! | #VALUE! | #VALUE! | #VALUE! | #VALUE! | #VALUE!
[9 empty] | #VALUE! | #VALUE! | #VALUE! | #VALUE! | #VALUE! | #VALUE! | #VALUE! | #VALUE! | #VALUE! | 1774 | #VALUE! | #VALUE! | #VALUE! | #VALUE! | #VALUE! | #VALUE!
[9 empty] | #VALUE! | #VALUE! | #VALUE! | #VALUE! | #VALUE! | #VALUE! | #VALUE! | #VALUE! | #VALUE! | 1775 | #VALUE! | #VALUE! | #VALUE! | #VALUE! | #VALUE! | #VALUE!
[9 empty] | #VALUE! | #VALUE! | #VALUE! | #VALUE! | #VALUE! | #VALUE! | #VALUE! | #VALUE! | #VALUE! | 1776 | #VALUE! | #VALUE! | #VALUE! | #VALUE! | #VALUE! | #VALUE!
[9 empty] | #VALUE! | #VALUE! | #VALUE! | #VALUE! | #VALUE! | #VALUE! | #VALUE! | #VALUE! | #VALUE! | 1777 | #VALUE! | #VALUE! | #VALUE! | #VALUE! | #VALUE! | #VALUE!
[9 empty] | #VALUE! | #VALUE! | #VALUE! | #VALUE! | #VALUE! | #VALUE! | #VALUE! | #VALUE! | #VALUE! | 1778 | #VALUE! | #VALUE! | #VALUE! | #VALUE! | #VALUE! | #VALUE!
[9 empty] | #VALUE! | #VALUE! | #VALUE! | #VALUE! | #VALUE! | #VALUE! | #VALUE! | #VALUE! | #VALUE! | 1779 | #VALUE! | #VALUE! | #VALUE! | #VALUE! | #VALUE! | #VALUE!
[9 empty] | #VALUE! | #VALUE! | #VALUE! | #VALUE! | #VALUE! | #VALUE! | #VALUE! | #VALUE! | #VALUE! | 1780 | #VALUE! | #VALUE! | #VALUE! | #VALUE! | #VALUE! | #VALUE!
[9 empty] | #VALUE! | #VALUE! | #VALUE! | #VALUE! | #VALUE! | #VALUE! | #VALUE! | #VALUE! | #VALUE! | 1781 | #VALUE! | #VALUE! | #VALUE! | #VALUE! | #VALUE! | #VALUE!
[9 empty] | #VALUE! | #VALUE! | #VALUE! | #VALUE! | #VALUE! | #VALUE! | #VALUE! | #VALUE! | #VALUE! | 1782 | #VALUE! | #VALUE! | #VALUE! | #VALUE! | #VALUE! | #VALUE!
[9 empty] | #VALUE! | #VALUE! | #VALUE! | #VALUE! | #VALUE! | #VALUE! | #VALUE! | #VALUE! | #VALUE! | 1783 | #VALUE! | #VALUE! | #VALUE! | #VALUE! | #VALUE! | #VALUE!
[9 empty] | #VALUE! | #VALUE! | #VALUE! | #VALUE! | #VALUE! | #VALUE! | #VALUE! | #VALUE! | #VALUE! | 1784 | #VALUE! | #VALUE! | #VALUE! | #VALUE! | #VALUE! | #VALUE!
[9 empty] | #VALUE! | #VALUE! | #VALUE! | #VALUE! | #VALUE! | #VALUE! | #VALUE! | #VALUE! | #VALUE! | 1785 | #VALUE! | #VALUE! | #VALUE! | #VALUE! | #VALUE! | #VALUE!
[9 empty] | #VALUE! | #VALUE! | #VALUE! | #VALUE! | #VALUE! | #VALUE! | #VALUE! | #VALUE! | #VALUE! | 1786 | #VALUE! | #VALUE! | #VALUE! | #VALUE! | #VALUE! | #VALUE!
[9 empty] | #VALUE! | #VALUE! | #VALUE! | #VALUE! | #VALUE! | #VALUE! | #VALUE! | #VALUE! | #VALUE! | 1787 | #VALUE! | #VALUE! | #VALUE! | #VALUE! | #VALUE! | #VALUE!
[9 empty] | #VALUE! | #VALUE! | #VALUE! | #VALUE! | #VALUE! | #VALUE! | #VALUE! | #VALUE! | #VALUE! | 1788 | #VALUE! | #VALUE! | #VALUE! | #VALUE! | #VALUE! | #VALUE!
[9 empty] | #VALUE! | #VALUE! | #VALUE! | #VALUE! | #VALUE! | #VALUE! | #VALUE! | #VALUE! | #VALUE! | 1789 | #VALUE! | #VALUE! | #VALUE! | #VALUE! | #VALUE! | #VALUE!
[9 empty] | #VALUE! | #VALUE! | #VALUE! | #VALUE! | #VALUE! | #VALUE! | #VALUE! | #VALUE! | #VALUE! | 1790 | #VALUE! | #VALUE! | #VALUE! | #VALUE! | #VALUE! | #VALUE!
[9 empty] | #VALUE! | #VALUE! | #VALUE! | #VALUE! | #VALUE! | #VALUE! | #VALUE! | #VALUE! | #VALUE! | 1791 | #VALUE! | #VALUE! | #VALUE! | #VALUE! | #VALUE! | #VALUE!
[9 empty] | #VALUE! | #VALUE! | #VALUE! | #VALUE! | #VALUE! | #VALUE! | #VALUE! | #VALUE! | #VALUE! | 1792 | #VALUE! | #VALUE! | #VALUE! | #VALUE! | #VALUE! | #VALUE!
[9 empty] | #VALUE! | #VALUE! | #VALUE! | #VALUE! | #VALUE! | #VALUE! | #VALUE! | #VALUE! | #VALUE! | 1793 | #VALUE! | #VALUE! | #VALUE! | #VALUE! | #VALUE! | #VALUE!
[9 empty] | #VALUE! | #VALUE! | #VALUE! | #VALUE! | #VALUE! | #VALUE! | #VALUE! | #VALUE! | #VALUE! | 1794 | #VALUE! | #VALUE! | #VALUE! | #VALUE! | #VALUE! | #VALUE!
[9 empty] | #VALUE! | #VALUE! | #VALUE! | #VALUE! | #VALUE! | #VALUE! | #VALUE! | #VALUE! | #VALUE! | 1795 | #VALUE! | #VALUE! | #VALUE! | #VALUE! | #VALUE! | #VALUE!
[9 empty] | #VALUE! | #VALUE! | #VALUE! | #VALUE! | #VALUE! | #VALUE! | #VALUE! | #VALUE! | #VALUE! | 1796 | #VALUE! | #VALUE! | #VALUE! | #VALUE! | #VALUE! | #VALUE!
[9 empty] | #VALUE! | #VALUE! | #VALUE! | #VALUE! | #VALUE! | #VALUE! | #VALUE! | #VALUE! | #VALUE! | 1797 | #VALUE! | #VALUE! | #VALUE! | #VALUE! | #VALUE! | #VALUE!
[9 empty] | #VALUE! | #VALUE! | #VALUE! | #VALUE! | #VALUE! | #VALUE! | #VALUE! | #VALUE! | #VALUE! | 1798 | #VALUE! | #VALUE! | #VALUE! | #VALUE! | #VALUE! | #VALUE!
[9 empty] | #VALUE! | #VALUE! | #VALUE! | #VALUE! | #VALUE! | #VALUE! | #VALUE! | #VALUE! | #VALUE! | 1799 | #VALUE! | #VALUE! | #VALUE! | #VALUE! | #VALUE! | #VALUE!
[9 empty] | #VALUE! | #VALUE! | #VALUE! | #VALUE! | #VALUE! | #VALUE! | #VALUE! | #VALUE! | #VALUE! | 1800 | #VALUE! | #VALUE! | #VALUE! | #VALUE! | #VALUE! | #VALUE!
[9 empty] | #VALUE! | #VALUE! | #VALUE! | #VALUE! | #VALUE! | #VALUE! | #VALUE! | #VALUE! | #VALUE! | 1801 | #VALUE! | #VALUE! | #VALUE! | #VALUE! | #VALUE! | #VALUE!
[9 empty] | #VALUE! | #VALUE! | #VALUE! | #VALUE! | #VALUE! | #VALUE! | #VALUE! | #VALUE! | #VALUE! | 1802 | #VALUE! | #VALUE! | #VALUE! | #VALUE! | #VALUE! | #VALUE!
[9 empty] | #VALUE! | #VALUE! | #VALUE! | #VALUE! | #VALUE! | #VALUE! | #VALUE! | #VALUE! | #VALUE! | 1803 | #VALUE! | #VALUE! | #VALUE! | #VALUE! | #VALUE! | #VALUE!
[9 empty] | #VALUE! | #VALUE! | #VALUE! | #VALUE! | #VALUE! | #VALUE! | #VALUE! | #VALUE! | #VALUE! | 1804 | #VALUE! | #VALUE! | #VALUE! | #VALUE! | #VALUE! | #VALUE!
[9 empty] | #VALUE! | #VALUE! | #VALUE! | #VALUE! | #VALUE! | #VALUE! | #VALUE! | #VALUE! | #VALUE! | 1805 | #VALUE! | #VALUE! | #VALUE! | #VALUE! | #VALUE! | #VALUE!
[9 empty] | #VALUE! | #VALUE! | #VALUE! | #VALUE! | #VALUE! | #VALUE! | #VALUE! | #VALUE! | #VALUE! | 1806 | #VALUE! | #VALUE! | #VALUE! | #VALUE! | #VALUE! | #VALUE!
[9 empty] | #VALUE! | #VALUE! | #VALUE! | #VALUE! | #VALUE! | #VALUE! | #VALUE! | #VALUE! | #VALUE! | 1807 | #VALUE! | #VALUE! | #VALUE! | #VALUE! | #VALUE! | #VALUE!
[9 empty] | #VALUE! | #VALUE! | #VALUE! | #VALUE! | #VALUE! | #VALUE! | #VALUE! | #VALUE! | #VALUE! | 1808 | #VALUE! | #VALUE! | #VALUE! | #VALUE! | #VALUE! | #VALUE!
[9 empty] | #VALUE! | #VALUE! | #VALUE! | #VALUE! | #VALUE! | #VALUE! | #VALUE! | #VALUE! | #VALUE! | 1809 | #VALUE! | #VALUE! | #VALUE! | #VALUE! | #VALUE! | #VALUE!
[9 empty] | #VALUE! | #VALUE! | #VALUE! | #VALUE! | #VALUE! | #VALUE! | #VALUE! | #VALUE! | #VALUE! | 1810 | #VALUE! | #VALUE! | #VALUE! | #VALUE! | #VALUE! | #VALUE!
[9 empty] | #VALUE! | #VALUE! | #VALUE! | #VALUE! | #VALUE! | #VALUE! | #VALUE! | #VALUE! | #VALUE! | 1811 | #VALUE! | #VALUE! | #VALUE! | #VALUE! | #VALUE! | #VALUE!
[9 empty] | #VALUE! | #VALUE! | #VALUE! | #VALUE! | #VALUE! | #VALUE! | #VALUE! | #VALUE! | #VALUE! | 1812 | #VALUE! | #VALUE! | #VALUE! | #VALUE! | #VALUE! | #VALUE!
[9 empty] | #VALUE! | #VALUE! | #VALUE! | #VALUE! | #VALUE! | #VALUE! | #VALUE! | #VALUE! | #VALUE! | 1813 | #VALUE! | #VALUE! | #VALUE! | #VALUE! | #VALUE! | #VALUE!
[9 empty] | #VALUE! | #VALUE! | #VALUE! | #VALUE! | #VALUE! | #VALUE! | #VALUE! | #VALUE! | #VALUE! | 1814 | #VALUE! | #VALUE! | #VALUE! | #VALUE! | #VALUE! | #VALUE!
[9 empty] | #VALUE! | #VALUE! | #VALUE! | #VALUE! | #VALUE! | #VALUE! | #VALUE! | #VALUE! | #VALUE! | 1815 | #VALUE! | #VALUE! | #VALUE! | #VALUE! | #VALUE! | #VALUE!
[9 empty] | #VALUE! | #VALUE! | #VALUE! | #VALUE! | #VALUE! | #VALUE! | #VALUE! | #VALUE! | #VALUE! | 1816 | #VALUE! | #VALUE! | #VALUE! | #VALUE! | #VALUE! | #VALUE!
[9 empty] | #VALUE! | #VALUE! | #VALUE! | #VALUE! | #VALUE! | #VALUE! | #VALUE! | #VALUE! | #VALUE! | 1817 | #VALUE! | #VALUE! | #VALUE! | #VALUE! | #VALUE! | #VALUE!
[9 empty] | #VALUE! | #VALUE! | #VALUE! | #VALUE! | #VALUE! | #VALUE! | #VALUE! | #VALUE! | #VALUE! | 1818 | #VALUE! | #VALUE! | #VALUE! | #VALUE! | #VALUE! | #VALUE!
[9 empty] | #VALUE! | #VALUE! | #VALUE! | #VALUE! | #VALUE! | #VALUE! | #VALUE! | #VALUE! | #VALUE! | 1819 | #VALUE! | #VALUE! | #VALUE! | #VALUE! | #VALUE! | #VALUE!
[9 empty] | #VALUE! | #VALUE! | #VALUE! | #VALUE! | #VALUE! | #VALUE! | #VALUE! | #VALUE! | #VALUE! | 1820 | #VALUE! | #VALUE! | #VALUE! | #VALUE! | #VALUE! | #VALUE!
[9 empty] | #VALUE! | #VALUE! | #VALUE! | #VALUE! | #VALUE! | #VALUE! | #VALUE! | #VALUE! | #VALUE! | 1821 | #VALUE! | #VALUE! | #VALUE! | #VALUE! | #VALUE! | #VALUE!
[9 empty] | #VALUE! | #VALUE! | #VALUE! | #VALUE! | #VALUE! | #VALUE! | #VALUE! | #VALUE! | #VALUE! | 1822 | #VALUE! | #VALUE! | #VALUE! | #VALUE! | #VALUE! | #VALUE!
[9 empty] | #VALUE! | #VALUE! | #VALUE! | #VALUE! | #VALUE! | #VALUE! | #VALUE! | #VALUE! | #VALUE! | 1823 | #VALUE! | #VALUE! | #VALUE! | #VALUE! | #VALUE! | #VALUE!
[9 empty] | #VALUE! | #VALUE! | #VALUE! | #VALUE! | #VALUE! | #VALUE! | #VALUE! | #VALUE! | #VALUE! | 1824 | #VALUE! | #VALUE! | #VALUE! | #VALUE! | #VALUE! | #VALUE!
[9 empty] | #VALUE! | #VALUE! | #VALUE! | #VALUE! | #VALUE! | #VALUE! | #VALUE! | #VALUE! | #VALUE! | 1825 | #VALUE! | #VALUE! | #VALUE! | #VALUE! | #VALUE! | #VALUE!
[9 empty] | #VALUE! | #VALUE! | #VALUE! | #VALUE! | #VALUE! | #VALUE! | #VALUE! | #VALUE! | #VALUE! | 1826 | #VALUE! | #VALUE! | #VALUE! | #VALUE! | #VALUE! | #VALUE!
[9 empty] | #VALUE! | #VALUE! | #VALUE! | #VALUE! | #VALUE! | #VALUE! | #VALUE! | #VALUE! | #VALUE! | 1827 | #VALUE! | #VALUE! | #VALUE! | #VALUE! | #VALUE! | #VALUE!
[9 empty] | #VALUE! | #VALUE! | #VALUE! | #VALUE! | #VALUE! | #VALUE! | #VALUE! | #VALUE! | #VALUE! | 1828 | #VALUE! | #VALUE! | #VALUE! | #VALUE! | #VALUE! | #VALUE!
[9 empty] | #VALUE! | #VALUE! | #VALUE! | #VALUE! | #VALUE! | #VALUE! | #VALUE! | #VALUE! | #VALUE! | 1829 | #VALUE! | #VALUE! | #VALUE! | #VALUE! | #VALUE! | #VALUE!
[9 empty] | #VALUE! | #VALUE! | #VALUE! | #VALUE! | #VALUE! | #VALUE! | #VALUE! | #VALUE! | #VALUE! | 1830 | #VALUE! | #VALUE! | #VALUE! | #VALUE! | #VALUE! | #VALUE!
[9 empty] | #VALUE! | #VALUE! | #VALUE! | #VALUE! | #VALUE! | #VALUE! | #VALUE! | #VALUE! | #VALUE! | 1831 | #VALUE! | #VALUE! | #VALUE! | #VALUE! | #VALUE! | #VALUE!
[9 empty] | #VALUE! | #VALUE! | #VALUE! | #VALUE! | #VALUE! | #VALUE! | #VALUE! | #VALUE! | #VALUE! | 1832 | #VALUE! | #VALUE! | #VALUE! | #VALUE! | #VALUE! | #VALUE!
[9 empty] | #VALUE! | #VALUE! | #VALUE! | #VALUE! | #VALUE! | #VALUE! | #VALUE! | #VALUE! | #VALUE! | 1833 | #VALUE! | #VALUE! | #VALUE! | #VALUE! | #VALUE! | #VALUE!
[9 empty] | #VALUE! | #VALUE! | #VALUE! | #VALUE! | #VALUE! | #VALUE! | #VALUE! | #VALUE! | #VALUE! | 1834 | #VALUE! | #VALUE! | #VALUE! | #VALUE! | #VALUE! | #VALUE!
[9 empty] | #VALUE! | #VALUE! | #VALUE! | #VALUE! | #VALUE! | #VALUE! | #VALUE! | #VALUE! | #VALUE! | 1835 | #VALUE! | #VALUE! | #VALUE! | #VALUE! | #VALUE! | #VALUE!
[9 empty] | #VALUE! | #VALUE! | #VALUE! | #VALUE! | #VALUE! | #VALUE! | #VALUE! | #VALUE! | #VALUE! | 1836 | #VALUE! | #VALUE! | #VALUE! | #VALUE! | #VALUE! | #VALUE!
[9 empty] | #VALUE! | #VALUE! | #VALUE! | #VALUE! | #VALUE! | #VALUE! | #VALUE! | #VALUE! | #VALUE! | 1837 | #VALUE! | #VALUE! | #VALUE! | #VALUE! | #VALUE! | #VALUE!
[9 empty] | #VALUE! | #VALUE! | #VALUE! | #VALUE! | #VALUE! | #VALUE! | #VALUE! | #VALUE! | #VALUE! | 1838 | #VALUE! | #VALUE! | #VALUE! | #VALUE! | #VALUE! | #VALUE!
[9 empty] | #VALUE! | #VALUE! | #VALUE! | #VALUE! | #VALUE! | #VALUE! | #VALUE! | #VALUE! | #VALUE! | 1839 | #VALUE! | #VALUE! | #VALUE! | #VALUE! | #VALUE! | #VALUE!
[9 empty] | #VALUE! | #VALUE! | #VALUE! | #VALUE! | #VALUE! | #VALUE! | #VALUE! | #VALUE! | #VALUE! | 1840 | #VALUE! | #VALUE! | #VALUE! | #VALUE! | #VALUE! | #VALUE!
[9 empty] | #VALUE! | #VALUE! | #VALUE! | #VALUE! | #VALUE! | #VALUE! | #VALUE! | #VALUE! | #VALUE! | 1841 | #VALUE! | #VALUE! | #VALUE! | #VALUE! | #VALUE! | #VALUE!
[9 empty] | #VALUE! | #VALUE! | #VALUE! | #VALUE! | #VALUE! | #VALUE! | #VALUE! | #VALUE! | #VALUE! | 1842 | #VALUE! | #VALUE! | #VALUE! | #VALUE! | #VALUE! | #VALUE!
[9 empty] | #VALUE! | #VALUE! | #VALUE! | #VALUE! | #VALUE! | #VALUE! | #VALUE! | #VALUE! | #VALUE! | 1843 | #VALUE! | #VALUE! | #VALUE! | #VALUE! | #VALUE! | #VALUE!
[9 empty] | #VALUE! | #VALUE! | #VALUE! | #VALUE! | #VALUE! | #VALUE! | #VALUE! | #VALUE! | #VALUE! | 1844 | #VALUE! | #VALUE! | #VALUE! | #VALUE! | #VALUE! | #VALUE!
[9 empty] | #VALUE! | #VALUE! | #VALUE! | #VALUE! | #VALUE! | #VALUE! | #VALUE! | #VALUE! | #VALUE! | 1845 | #VALUE! | #VALUE! | #VALUE! | #VALUE! | #VALUE! | #VALUE!
[9 empty] | #VALUE! | #VALUE! | #VALUE! | #VALUE! | #VALUE! | #VALUE! | #VALUE! | #VALUE! | #VALUE! | 1846 | #VALUE! | #VALUE! | #VALUE! | #VALUE! | #VALUE! | #VALUE!
[9 empty] | #VALUE! | #VALUE! | #VALUE! | #VALUE! | #VALUE! | #VALUE! | #VALUE! | #VALUE! | #VALUE! | 1847 | #VALUE! | #VALUE! | #VALUE! | #VALUE! | #VALUE! | #VALUE!
[9 empty] | #VALUE! | #VALUE! | #VALUE! | #VALUE! | #VALUE! | #VALUE! | #VALUE! | #VALUE! | #VALUE! | 1848 | #VALUE! | #VALUE! | #VALUE! | #VALUE! | #VALUE! | #VALUE!
[9 empty] | #VALUE! | #VALUE! | #VALUE! | #VALUE! | #VALUE! | #VALUE! | #VALUE! | #VALUE! | #VALUE! | 1849 | #VALUE! | #VALUE! | #VALUE! | #VALUE! | #VALUE! | #VALUE!
[9 empty] | #VALUE! | #VALUE! | #VALUE! | #VALUE! | #VALUE! | #VALUE! | #VALUE! | #VALUE! | #VALUE! | 1850 | #VALUE! | #VALUE! | #VALUE! | #VALUE! | #VALUE! | #VALUE!
[9 empty] | #VALUE! | #VALUE! | #VALUE! | #VALUE! | #VALUE! | #VALUE! | #VALUE! | #VALUE! | #VALUE! | 1851 | #VALUE! | #VALUE! | #VALUE! | #VALUE! | #VALUE! | #VALUE!
[9 empty] | #VALUE! | #VALUE! | #VALUE! | #VALUE! | #VALUE! | #VALUE! | #VALUE! | #VALUE! | #VALUE! | 1852 | #VALUE! | #VALUE! | #VALUE! | #VALUE! | #VALUE! | #VALUE!
[9 empty] | #VALUE! | #VALUE! | #VALUE! | #VALUE! | #VALUE! | #VALUE! | #VALUE! | #VALUE! | #VALUE! | 1853 | #VALUE! | #VALUE! | #VALUE! | #VALUE! | #VALUE! | #VALUE!
[9 empty] | #VALUE! | #VALUE! | #VALUE! | #VALUE! | #VALUE! | #VALUE! | #VALUE! | #VALUE! | #VALUE! | 1854 | #VALUE! | #VALUE! | #VALUE! | #VALUE! | #VALUE! | #VALUE!
[9 empty] | #VALUE! | #VALUE! | #VALUE! | #VALUE! | #VALUE! | #VALUE! | #VALUE! | #VALUE! | #VALUE! | 1855 | #VALUE! | #VALUE! | #VALUE! | #VALUE! | #VALUE! | #VALUE!
[9 empty] | #VALUE! | #VALUE! | #VALUE! | #VALUE! | #VALUE! | #VALUE! | #VALUE! | #VALUE! | #VALUE! | 1856 | #VALUE! | #VALUE! | #VALUE! | #VALUE! | #VALUE! | #VALUE!
[9 empty] | #VALUE! | #VALUE! | #VALUE! | #VALUE! | #VALUE! | #VALUE! | #VALUE! | #VALUE! | #VALUE! | 1857 | #VALUE! | #VALUE! | #VALUE! | #VALUE! | #VALUE! | #VALUE!
[9 empty] | #VALUE! | #VALUE! | #VALUE! | #VALUE! | #VALUE! | #VALUE! | #VALUE! | #VALUE! | #VALUE! | 1858 | #VALUE! | #VALUE! | #VALUE! | #VALUE! | #VALUE! | #VALUE!
[9 empty] | #VALUE! | #VALUE! | #VALUE! | #VALUE! | #VALUE! | #VALUE! | #VALUE! | #VALUE! | #VALUE! | 1859 | #VALUE! | #VALUE! | #VALUE! | #VALUE! | #VALUE! | #VALUE!
[9 empty] | #VALUE! | #VALUE! | #VALUE! | #VALUE! | #VALUE! | #VALUE! | #VALUE! | #VALUE! | #VALUE! | 1860 | #VALUE! | #VALUE! | #VALUE! | #VALUE! | #VALUE! | #VALUE!
[9 empty] | #VALUE! | #VALUE! | #VALUE! | #VALUE! | #VALUE! | #VALUE! | #VALUE! | #VALUE! | #VALUE! | 1861 | #VALUE! | #VALUE! | #VALUE! | #VALUE! | #VALUE! | #VALUE!
[9 empty] | #VALUE! | #VALUE! | #VALUE! | #VALUE! | #VALUE! | #VALUE! | #VALUE! | #VALUE! | #VALUE! | 1862 | #VALUE! | #VALUE! | #VALUE! | #VALUE! | #VALUE! | #VALUE!
[9 empty] | #VALUE! | #VALUE! | #VALUE! | #VALUE! | #VALUE! | #VALUE! | #VALUE! | #VALUE! | #VALUE! | 1863 | #VALUE! | #VALUE! | #VALUE! | #VALUE! | #VALUE! | #VALUE!
[9 empty] | #VALUE! | #VALUE! | #VALUE! | #VALUE! | #VALUE! | #VALUE! | #VALUE! | #VALUE! | #VALUE! | 1864 | #VALUE! | #VALUE! | #VALUE! | #VALUE! | #VALUE! | #VALUE!
[9 empty] | #VALUE! | #VALUE! | #VALUE! | #VALUE! | #VALUE! | #VALUE! | #VALUE! | #VALUE! | #VALUE! | 1865 | #VALUE! | #VALUE! | #VALUE! | #VALUE! | #VALUE! | #VALUE!
[9 empty] | #VALUE! | #VALUE! | #VALUE! | #VALUE! | #VALUE! | #VALUE! | #VALUE! | #VALUE! | #VALUE! | 1866 | #VALUE! | #VALUE! | #VALUE! | #VALUE! | #VALUE! | #VALUE!
[9 empty] | #VALUE! | #VALUE! | #VALUE! | #VALUE! | #VALUE! | #VALUE! | #VALUE! | #VALUE! | #VALUE! | 1867 | #VALUE! | #VALUE! | #VALUE! | #VALUE! | #VALUE! | #VALUE!
[9 empty] | #VALUE! | #VALUE! | #VALUE! | #VALUE! | #VALUE! | #VALUE! | #VALUE! | #VALUE! | #VALUE! | 1868 | #VALUE! | #VALUE! | #VALUE! | #VALUE! | #VALUE! | #VALUE!
[9 empty] | #VALUE! | #VALUE! | #VALUE! | #VALUE! | #VALUE! | #VALUE! | #VALUE! | #VALUE! | #VALUE! | 1869 | #VALUE! | #VALUE! | #VALUE! | #VALUE! | #VALUE! | #VALUE!
[9 empty] | #VALUE! | #VALUE! | #VALUE! | #VALUE! | #VALUE! | #VALUE! | #VALUE! | #VALUE! | #VALUE! | 1870 | #VALUE! | #VALUE! | #VALUE! | #VALUE! | #VALUE! | #VALUE!
[9 empty] | #VALUE! | #VALUE! | #VALUE! | #VALUE! | #VALUE! | #VALUE! | #VALUE! | #VALUE! | #VALUE! | 1871 | #VALUE! | #VALUE! | #VALUE! | #VALUE! | #VALUE! | #VALUE!
[9 empty] | #VALUE! | #VALUE! | #VALUE! | #VALUE! | #VALUE! | #VALUE! | #VALUE! | #VALUE! | #VALUE! | 1872 | #VALUE! | #VALUE! | #VALUE! | #VALUE! | #VALUE! | #VALUE!
[9 empty] | #VALUE! | #VALUE! | #VALUE! | #VALUE! | #VALUE! | #VALUE! | #VALUE! | #VALUE! | #VALUE! | 1873 | #VALUE! | #VALUE! | #VALUE! | #VALUE! | #VALUE! | #VALUE!
[9 empty] | #VALUE! | #VALUE! | #VALUE! | #VALUE! | #VALUE! | #VALUE! | #VALUE! | #VALUE! | #VALUE! | 1874 | #VALUE! | #VALUE! | #VALUE! | #VALUE! | #VALUE! | #VALUE!
[9 empty] | #VALUE! | #VALUE! | #VALUE! | #VALUE! | #VALUE! | #VALUE! | #VALUE! | #VALUE! | #VALUE! | 1875 | #VALUE! | #VALUE! | #VALUE! | #VALUE! | #VALUE! | #VALUE!
[9 empty] | #VALUE! | #VALUE! | #VALUE! | #VALUE! | #VALUE! | #VALUE! | #VALUE! | #VALUE! | #VALUE! | 1876 | #VALUE! | #VALUE! | #VALUE! | #VALUE! | #VALUE! | #VALUE!
[9 empty] | #VALUE! | #VALUE! | #VALUE! | #VALUE! | #VALUE! | #VALUE! | #VALUE! | #VALUE! | #VALUE! | 1877 | #VALUE! | #VALUE! | #VALUE! | #VALUE! | #VALUE! | #VALUE!
[9 empty] | #VALUE! | #VALUE! | #VALUE! | #VALUE! | #VALUE! | #VALUE! | #VALUE! | #VALUE! | #VALUE! | 1878 | #VALUE! | #VALUE! | #VALUE! | #VALUE! | #VALUE! | #VALUE!
[9 empty] | #VALUE! | #VALUE! | #VALUE! | #VALUE! | #VALUE! | #VALUE! | #VALUE! | #VALUE! | #VALUE! | 1879 | #VALUE! | #VALUE! | #VALUE! | #VALUE! | #VALUE! | #VALUE!
[9 empty] | #VALUE! | #VALUE! | #VALUE! | #VALUE! | #VALUE! | #VALUE! | #VALUE! | #VALUE! | #VALUE! | 1880 | #VALUE! | #VALUE! | #VALUE! | #VALUE! | #VALUE! | #VALUE!
[9 empty] | #VALUE! | #VALUE! | #VALUE! | #VALUE! | #VALUE! | #VALUE! | #VALUE! | #VALUE! | #VALUE! | 1881 | #VALUE! | #VALUE! | #VALUE! | #VALUE! | #VALUE! | #VALUE!
[9 empty] | #VALUE! | #VALUE! | #VALUE! | #VALUE! | #VALUE! | #VALUE! | #VALUE! | #VALUE! | #VALUE! | 1882 | #VALUE! | #VALUE! | #VALUE! | #VALUE! | #VALUE! | #VALUE!
[9 empty] | #VALUE! | #VALUE! | #VALUE! | #VALUE! | #VALUE! | #VALUE! | #VALUE! | #VALUE! | #VALUE! | 1883 | #VALUE! | #VALUE! | #VALUE! | #VALUE! | #VALUE! | #VALUE!
[9 empty] | #VALUE! | #VALUE! | #VALUE! | #VALUE! | #VALUE! | #VALUE! | #VALUE! | #VALUE! | #VALUE! | 1884 | #VALUE! | #VALUE! | #VALUE! | #VALUE! | #VALUE! | #VALUE!
[9 empty] | #VALUE! | #VALUE! | #VALUE! | #VALUE! | #VALUE! | #VALUE! | #VALUE! | #VALUE! | #VALUE! | 1885 | #VALUE! | #VALUE! | #VALUE! | #VALUE! | #VALUE! | #VALUE!
[9 empty] | #VALUE! | #VALUE! | #VALUE! | #VALUE! | #VALUE! | #VALUE! | #VALUE! | #VALUE! | #VALUE! | 1886 | #VALUE! | #VALUE! | #VALUE! | #VALUE! | #VALUE! | #VALUE!
[9 empty] | #VALUE! | #VALUE! | #VALUE! | #VALUE! | #VALUE! | #VALUE! | #VALUE! | #VALUE! | #VALUE! | 1887 | #VALUE! | #VALUE! | #VALUE! | #VALUE! | #VALUE! | #VALUE!
[9 empty] | #VALUE! | #VALUE! | #VALUE! | #VALUE! | #VALUE! | #VALUE! | #VALUE! | #VALUE! | #VALUE! | 1888 | #VALUE! | #VALUE! | #VALUE! | #VALUE! | #VALUE! | #VALUE!
[9 empty] | #VALUE! | #VALUE! | #VALUE! | #VALUE! | #VALUE! | #VALUE! | #VALUE! | #VALUE! | #VALUE! | 1889 | #VALUE! | #VALUE! | #VALUE! | #VALUE! | #VALUE! | #VALUE!
[9 empty] | #VALUE! | #VALUE! | #VALUE! | #VALUE! | #VALUE! | #VALUE! | #VALUE! | #VALUE! | #VALUE! | 1890 | #VALUE! | #VALUE! | #VALUE! | #VALUE! | #VALUE! | #VALUE!
[9 empty] | #VALUE! | #VALUE! | #VALUE! | #VALUE! | #VALUE! | #VALUE! | #VALUE! | #VALUE! | #VALUE! | 1891 | #VALUE! | #VALUE! | #VALUE! | #VALUE! | #VALUE! | #VALUE!
[9 empty] | #VALUE! | #VALUE! | #VALUE! | #VALUE! | #VALUE! | #VALUE! | #VALUE! | #VALUE! | #VALUE! | 1892 | #VALUE! | #VALUE! | #VALUE! | #VALUE! | #VALUE! | #VALUE!
[9 empty] | #VALUE! | #VALUE! | #VALUE! | #VALUE! | #VALUE! | #VALUE! | #VALUE! | #VALUE! | #VALUE! | 1893 | #VALUE! | #VALUE! | #VALUE! | #VALUE! | #VALUE! | #VALUE!
[9 empty] | #VALUE! | #VALUE! | #VALUE! | #VALUE! | #VALUE! | #VALUE! | #VALUE! | #VALUE! | #VALUE! | 1894 | #VALUE! | #VALUE! | #VALUE! | #VALUE! | #VALUE! | #VALUE!
[9 empty] | #VALUE! | #VALUE! | #VALUE! | #VALUE! | #VALUE! | #VALUE! | #VALUE! | #VALUE! | #VALUE! | 1895 | #VALUE! | #VALUE! | #VALUE! | #VALUE! | #VALUE! | #VALUE!
[9 empty] | #VALUE! | #VALUE! | #VALUE! | #VALUE! | #VALUE! | #VALUE! | #VALUE! | #VALUE! | #VALUE! | 1896 | #VALUE! | #VALUE! | #VALUE! | #VALUE! | #VALUE! | #VALUE!
[9 empty] | #VALUE! | #VALUE! | #VALUE! | #VALUE! | #VALUE! | #VALUE! | #VALUE! | #VALUE! | #VALUE! | 1897 | #VALUE! | #VALUE! | #VALUE! | #VALUE! | #VALUE! | #VALUE!
[9 empty] | #VALUE! | #VALUE! | #VALUE! | #VALUE! | #VALUE! | #VALUE! | #VALUE! | #VALUE! | #VALUE! | 1898 | #VALUE! | #VALUE! | #VALUE! | #VALUE! | #VALUE! | #VALUE!
[9 empty] | #VALUE! | #VALUE! | #VALUE! | #VALUE! | #VALUE! | #VALUE! | #VALUE! | #VALUE! | #VALUE! | 1899 | #VALUE! | #VALUE! | #VALUE! | #VALUE! | #VALUE! | #VALUE!
[9 empty] | #VALUE! | #VALUE! | #VALUE! | #VALUE! | #VALUE! | #VALUE! | #VALUE! | #VALUE! | #VALUE! | 1900 | #VALUE! | #VALUE! | #VALUE! | #VALUE! | #VALUE! | #VALUE!
[9 empty] | #VALUE! | #VALUE! | #VALUE! | #VALUE! | #VALUE! | #VALUE! | #VALUE! | #VALUE! | #VALUE! | 1901 | #VALUE! | #VALUE! | #VALUE! | #VALUE! | #VALUE! | #VALUE!
[9 empty] | #VALUE! | #VALUE! | #VALUE! | #VALUE! | #VALUE! | #VALUE! | #VALUE! | #VALUE! | #VALUE! | 1902 | #VALUE! | #VALUE! | #VALUE! | #VALUE! | #VALUE! | #VALUE!
[9 empty] | #VALUE! | #VALUE! | #VALUE! | #VALUE! | #VALUE! | #VALUE! | #VALUE! | #VALUE! | #VALUE! | 1903 | #VALUE! | #VALUE! | #VALUE! | #VALUE! | #VALUE! | #VALUE!
[9 empty] | #VALUE! | #VALUE! | #VALUE! | #VALUE! | #VALUE! | #VALUE! | #VALUE! | #VALUE! | #VALUE! | 1904 | #VALUE! | #VALUE! | #VALUE! | #VALUE! | #VALUE! | #VALUE!
[9 empty] | #VALUE! | #VALUE! | #VALUE! | #VALUE! | #VALUE! | #VALUE! | #VALUE! | #VALUE! | #VALUE! | 1905 | #VALUE! | #VALUE! | #VALUE! | #VALUE! | #VALUE! | #VALUE!
[9 empty] | #VALUE! | #VALUE! | #VALUE! | #VALUE! | #VALUE! | #VALUE! | #VALUE! | #VALUE! | #VALUE! | 1906 | #VALUE! | #VALUE! | #VALUE! | #VALUE! | #VALUE! | #VALUE!
[9 empty] | #VALUE! | #VALUE! | #VALUE! | #VALUE! | #VALUE! | #VALUE! | #VALUE! | #VALUE! | #VALUE! | 1907 | #VALUE! | #VALUE! | #VALUE! | #VALUE! | #VALUE! | #VALUE!
[9 empty] | #VALUE! | #VALUE! | #VALUE! | #VALUE! | #VALUE! | #VALUE! | #VALUE! | #VALUE! | #VALUE! | 1908 | #VALUE! | #VALUE! | #VALUE! | #VALUE! | #VALUE! | #VALUE!
[9 empty] | #VALUE! | #VALUE! | #VALUE! | #VALUE! | #VALUE! | #VALUE! | #VALUE! | #VALUE! | #VALUE! | 1909 | #VALUE! | #VALUE! | #VALUE! | #VALUE! | #VALUE! | #VALUE!
[9 empty] | #VALUE! | #VALUE! | #VALUE! | #VALUE! | #VALUE! | #VALUE! | #VALUE! | #VALUE! | #VALUE! | 1910 | #VALUE! | #VALUE! | #VALUE! | #VALUE! | #VALUE! | #VALUE!
[9 empty] | #VALUE! | #VALUE! | #VALUE! | #VALUE! | #VALUE! | #VALUE! | #VALUE! | #VALUE! | #VALUE! | 1911 | #VALUE! | #VALUE! | #VALUE! | #VALUE! | #VALUE! | #VALUE!
[9 empty] | #VALUE! | #VALUE! | #VALUE! | #VALUE! | #VALUE! | #VALUE! | #VALUE! | #VALUE! | #VALUE! | 1912 | #VALUE! | #VALUE! | #VALUE! | #VALUE! | #VALUE! | #VALUE!
[9 empty] | #VALUE! | #VALUE! | #VALUE! | #VALUE! | #VALUE! | #VALUE! | #VALUE! | #VALUE! | #VALUE! | 1913 | #VALUE! | #VALUE! | #VALUE! | #VALUE! | #VALUE! | #VALUE!
[9 empty] | #VALUE! | #VALUE! | #VALUE! | #VALUE! | #VALUE! | #VALUE! | #VALUE! | #VALUE! | #VALUE! | 1914 | #VALUE! | #VALUE! | #VALUE! | #VALUE! | #VALUE! | #VALUE!
[9 empty] | #VALUE! | #VALUE! | #VALUE! | #VALUE! | #VALUE! | #VALUE! | #VALUE! | #VALUE! | #VALUE! | 1915 | #VALUE! | #VALUE! | #VALUE! | #VALUE! | #VALUE! | #VALUE!
[9 empty] | #VALUE! | #VALUE! | #VALUE! | #VALUE! | #VALUE! | #VALUE! | #VALUE! | #VALUE! | #VALUE! | 1916 | #VALUE! | #VALUE! | #VALUE! | #VALUE! | #VALUE! | #VALUE!
[9 empty] | #VALUE! | #VALUE! | #VALUE! | #VALUE! | #VALUE! | #VALUE! | #VALUE! | #VALUE! | #VALUE! | 1917 | #VALUE! | #VALUE! | #VALUE! | #VALUE! | #VALUE! | #VALUE!
[9 empty] | #VALUE! | #VALUE! | #VALUE! | #VALUE! | #VALUE! | #VALUE! | #VALUE! | #VALUE! | #VALUE! | 1918 | #VALUE! | #VALUE! | #VALUE! | #VALUE! | #VALUE! | #VALUE!
[9 empty] | #VALUE! | #VALUE! | #VALUE! | #VALUE! | #VALUE! | #VALUE! | #VALUE! | #VALUE! | #VALUE! | 1919 | #VALUE! | #VALUE! | #VALUE! | #VALUE! | #VALUE! | #VALUE!
[9 empty] | #VALUE! | #VALUE! | #VALUE! | #VALUE! | #VALUE! | #VALUE! | #VALUE! | #VALUE! | #VALUE! | 1920 | #VALUE! | #VALUE! | #VALUE! | #VALUE! | #VALUE! | #VALUE!
[9 empty] | #VALUE! | #VALUE! | #VALUE! | #VALUE! | #VALUE! | #VALUE! | #VALUE! | #VALUE! | #VALUE! | 1921 | #VALUE! | #VALUE! | #VALUE! | #VALUE! | #VALUE! | #VALUE!
[9 empty] | #VALUE! | #VALUE! | #VALUE! | #VALUE! | #VALUE! | #VALUE! | #VALUE! | #VALUE! | #VALUE! | 1922 | #VALUE! | #VALUE! | #VALUE! | #VALUE! | #VALUE! | #VALUE!
[9 empty] | #VALUE! | #VALUE! | #VALUE! | #VALUE! | #VALUE! | #VALUE! | #VALUE! | #VALUE! | #VALUE! | 1923 | #VALUE! | #VALUE! | #VALUE! | #VALUE! | #VALUE! | #VALUE!
[9 empty] | #VALUE! | #VALUE! | #VALUE! | #VALUE! | #VALUE! | #VALUE! | #VALUE! | #VALUE! | #VALUE! | 1924 | #VALUE! | #VALUE! | #VALUE! | #VALUE! | #VALUE! | #VALUE!
[9 empty] | #VALUE! | #VALUE! | #VALUE! | #VALUE! | #VALUE! | #VALUE! | #VALUE! | #VALUE! | #VALUE! | 1925 | #VALUE! | #VALUE! | #VALUE! | #VALUE! | #VALUE! | #VALUE!
[9 empty] | #VALUE! | #VALUE! | #VALUE! | #VALUE! | #VALUE! | #VALUE! | #VALUE! | #VALUE! | #VALUE! | 1926 | #VALUE! | #VALUE! | #VALUE! | #VALUE! | #VALUE! | #VALUE!
[9 empty] | #VALUE! | #VALUE! | #VALUE! | #VALUE! | #VALUE! | #VALUE! | #VALUE! | #VALUE! | #VALUE! | 1927 | #VALUE! | #VALUE! | #VALUE! | #VALUE! | #VALUE! | #VALUE!
[9 empty] | #VALUE! | #VALUE! | #VALUE! | #VALUE! | #VALUE! | #VALUE! | #VALUE! | #VALUE! | #VALUE! | 1928 | #VALUE! | #VALUE! | #VALUE! | #VALUE! | #VALUE! | #VALUE!
[9 empty] | #VALUE! | #VALUE! | #VALUE! | #VALUE! | #VALUE! | #VALUE! | #VALUE! | #VALUE! | #VALUE! | 1929 | #VALUE! | #VALUE! | #VALUE! | #VALUE! | #VALUE! | #VALUE!
[9 empty] | #VALUE! | #VALUE! | #VALUE! | #VALUE! | #VALUE! | #VALUE! | #VALUE! | #VALUE! | #VALUE! | 1930 | #VALUE! | #VALUE! | #VALUE! | #VALUE! | #VALUE! | #VALUE!
[9 empty] | #VALUE! | #VALUE! | #VALUE! | #VALUE! | #VALUE! | #VALUE! | #VALUE! | #VALUE! | #VALUE! | 1931 | #VALUE! | #VALUE! | #VALUE! | #VALUE! | #VALUE! | #VALUE!
[9 empty] | #VALUE! | #VALUE! | #VALUE! | #VALUE! | #VALUE! | #VALUE! | #VALUE! | #VALUE! | #VALUE! | 1932 | #VALUE! | #VALUE! | #VALUE! | #VALUE! | #VALUE! | #VALUE!
[9 empty] | #VALUE! | #VALUE! | #VALUE! | #VALUE! | #VALUE! | #VALUE! | #VALUE! | #VALUE! | #VALUE! | 1933 | #VALUE! | #VALUE! | #VALUE! | #VALUE! | #VALUE! | #VALUE!
[9 empty] | #VALUE! | #VALUE! | #VALUE! | #VALUE! | #VALUE! | #VALUE! | #VALUE! | #VALUE! | #VALUE! | 1934 | #VALUE! | #VALUE! | #VALUE! | #VALUE! | #VALUE! | #VALUE!
[9 empty] | #VALUE! | #VALUE! | #VALUE! | #VALUE! | #VALUE! | #VALUE! | #VALUE! | #VALUE! | #VALUE! | 1935 | #VALUE! | #VALUE! | #VALUE! | #VALUE! | #VALUE! | #VALUE!
[9 empty] | #VALUE! | #VALUE! | #VALUE! | #VALUE! | #VALUE! | #VALUE! | #VALUE! | #VALUE! | #VALUE! | 1936 | #VALUE! | #VALUE! | #VALUE! | #VALUE! | #VALUE! | #VALUE!
[9 empty] | #VALUE! | #VALUE! | #VALUE! | #VALUE! | #VALUE! | #VALUE! | #VALUE! | #VALUE! | #VALUE! | 1937 | #VALUE! | #VALUE! | #VALUE! | #VALUE! | #VALUE! | #VALUE!
[9 empty] | #VALUE! | #VALUE! | #VALUE! | #VALUE! | #VALUE! | #VALUE! | #VALUE! | #VALUE! | #VALUE! | 1938 | #VALUE! | #VALUE! | #VALUE! | #VALUE! | #VALUE! | #VALUE!
[9 empty] | #VALUE! | #VALUE! | #VALUE! | #VALUE! | #VALUE! | #VALUE! | #VALUE! | #VALUE! | #VALUE! | 1939 | #VALUE! | #VALUE! | #VALUE! | #VALUE! | #VALUE! | #VALUE!
[9 empty] | #VALUE! | #VALUE! | #VALUE! | #VALUE! | #VALUE! | #VALUE! | #VALUE! | #VALUE! | #VALUE! | 1940 | #VALUE! | #VALUE! | #VALUE! | #VALUE! | #VALUE! | #VALUE!
[9 empty] | #VALUE! | #VALUE! | #VALUE! | #VALUE! | #VALUE! | #VALUE! | #VALUE! | #VALUE! | #VALUE! | 1941 | #VALUE! | #VALUE! | #VALUE! | #VALUE! | #VALUE! | #VALUE!
[9 empty] | #VALUE! | #VALUE! | #VALUE! | #VALUE! | #VALUE! | #VALUE! | #VALUE! | #VALUE! | #VALUE! | 1942 | #VALUE! | #VALUE! | #VALUE! | #VALUE! | #VALUE! | #VALUE!
[9 empty] | #VALUE! | #VALUE! | #VALUE! | #VALUE! | #VALUE! | #VALUE! | #VALUE! | #VALUE! | #VALUE! | 1943 | #VALUE! | #VALUE! | #VALUE! | #VALUE! | #VALUE! | #VALUE!
[9 empty] | #VALUE! | #VALUE! | #VALUE! | #VALUE! | #VALUE! | #VALUE! | #VALUE! | #VALUE! | #VALUE! | 1944 | #VALUE! | #VALUE! | #VALUE! | #VALUE! | #VALUE! | #VALUE!
[9 empty] | #VALUE! | #VALUE! | #VALUE! | #VALUE! | #VALUE! | #VALUE! | #VALUE! | #VALUE! | #VALUE! | 1945 | #VALUE! | #VALUE! | #VALUE! | #VALUE! | #VALUE! | #VALUE!
[9 empty] | #VALUE! | #VALUE! | #VALUE! | #VALUE! | #VALUE! | #VALUE! | #VALUE! | #VALUE! | #VALUE! | 1946 | #VALUE! | #VALUE! | #VALUE! | #VALUE! | #VALUE! | #VALUE!
[9 empty] | #VALUE! | #VALUE! | #VALUE! | #VALUE! | #VALUE! | #VALUE! | #VALUE! | #VALUE! | #VALUE! | 1947 | #VALUE! | #VALUE! | #VALUE! | #VALUE! | #VALUE! | #VALUE!
[9 empty] | #VALUE! | #VALUE! | #VALUE! | #VALUE! | #VALUE! | #VALUE! | #VALUE! | #VALUE! | #VALUE! | 1948 | #VALUE! | #VALUE! | #VALUE! | #VALUE! | #VALUE! | #VALUE!
[9 empty] | #VALUE! | #VALUE! | #VALUE! | #VALUE! | #VALUE! | #VALUE! | #VALUE! | #VALUE! | #VALUE! | 1949 | #VALUE! | #VALUE! | #VALUE! | #VALUE! | #VALUE! | #VALUE!
[9 empty] | #VALUE! | #VALUE! | #VALUE! | #VALUE! | #VALUE! | #VALUE! | #VALUE! | #VALUE! | #VALUE! | 1950 | #VALUE! | #VALUE! | #VALUE! | #VALUE! | #VALUE! | #VALUE!
[9 empty] | #VALUE! | #VALUE! | #VALUE! | #VALUE! | #VALUE! | #VALUE! | #VALUE! | #VALUE! | #VALUE! | 1951 | #VALUE! | #VALUE! | #VALUE! | #VALUE! | #VALUE! | #VALUE!
[9 empty] | #VALUE! | #VALUE! | #VALUE! | #VALUE! | #VALUE! | #VALUE! | #VALUE! | #VALUE! | #VALUE! | 1952 | #VALUE! | #VALUE! | #VALUE! | #VALUE! | #VALUE! | #VALUE!
[9 empty] | #VALUE! | #VALUE! | #VALUE! | #VALUE! | #VALUE! | #VALUE! | #VALUE! | #VALUE! | #VALUE! | 1953 | #VALUE! | #VALUE! | #VALUE! | #VALUE! | #VALUE! | #VALUE!
[9 empty] | #VALUE! | #VALUE! | #VALUE! | #VALUE! | #VALUE! | #VALUE! | #VALUE! | #VALUE! | #VALUE! | 1954 | #VALUE! | #VALUE! | #VALUE! | #VALUE! | #VALUE! | #VALUE!
[9 empty] | #VALUE! | #VALUE! | #VALUE! | #VALUE! | #VALUE! | #VALUE! | #VALUE! | #VALUE! | #VALUE! | 1955 | #VALUE! | #VALUE! | #VALUE! | #VALUE! | #VALUE! | #VALUE!
[9 empty] | #VALUE! | #VALUE! | #VALUE! | #VALUE! | #VALUE! | #VALUE! | #VALUE! | #VALUE! | #VALUE! | 1956 | #VALUE! | #VALUE! | #VALUE! | #VALUE! | #VALUE! | #VALUE!
[9 empty] | #VALUE! | #VALUE! | #VALUE! | #VALUE! | #VALUE! | #VALUE! | #VALUE! | #VALUE! | #VALUE! | 1957 | #VALUE! | #VALUE! | #VALUE! | #VALUE! | #VALUE! | #VALUE!
[9 empty] | #VALUE! | #VALUE! | #VALUE! | #VALUE! | #VALUE! | #VALUE! | #VALUE! | #VALUE! | #VALUE! | 1958 | #VALUE! | #VALUE! | #VALUE! | #VALUE! | #VALUE! | #VALUE!
[9 empty] | #VALUE! | #VALUE! | #VALUE! | #VALUE! | #VALUE! | #VALUE! | #VALUE! | #VALUE! | #VALUE! | 1959 | #VALUE! | #VALUE! | #VALUE! | #VALUE! | #VALUE! | #VALUE!
[9 empty] | #VALUE! | #VALUE! | #VALUE! | #VALUE! | #VALUE! | #VALUE! | #VALUE! | #VALUE! | #VALUE! | 1960 | #VALUE! | #VALUE! | #VALUE! | #VALUE! | #VALUE! | #VALUE!
[9 empty] | #VALUE! | #VALUE! | #VALUE! | #VALUE! | #VALUE! | #VALUE! | #VALUE! | #VALUE! | #VALUE! | 1961 | #VALUE! | #VALUE! | #VALUE! | #VALUE! | #VALUE! | #VALUE!
[9 empty] | #VALUE! | #VALUE! | #VALUE! | #VALUE! | #VALUE! | #VALUE! | #VALUE! | #VALUE! | #VALUE! | 1962 | #VALUE! | #VALUE! | #VALUE! | #VALUE! | #VALUE! | #VALUE!
[9 empty] | #VALUE! | #VALUE! | #VALUE! | #VALUE! | #VALUE! | #VALUE! | #VALUE! | #VALUE! | #VALUE! | 1963 | #VALUE! | #VALUE! | #VALUE! | #VALUE! | #VALUE! | #VALUE!
[9 empty] | #VALUE! | #VALUE! | #VALUE! | #VALUE! | #VALUE! | #VALUE! | #VALUE! | #VALUE! | #VALUE! | 1964 | #VALUE! | #VALUE! | #VALUE! | #VALUE! | #VALUE! | #VALUE!
[9 empty] | #VALUE! | #VALUE! | #VALUE! | #VALUE! | #VALUE! | #VALUE! | #VALUE! | #VALUE! | #VALUE! | 1965 | #VALUE! | #VALUE! | #VALUE! | #VALUE! | #VALUE! | #VALUE!
[9 empty] | #VALUE! | #VALUE! | #VALUE! | #VALUE! | #VALUE! | #VALUE! | #VALUE! | #VALUE! | #VALUE! | 1966 | #VALUE! | #VALUE! | #VALUE! | #VALUE! | #VALUE! | #VALUE!
[9 empty] | #VALUE! | #VALUE! | #VALUE! | #VALUE! | #VALUE! | #VALUE! | #VALUE! | #VALUE! | #VALUE! | 1967 | #VALUE! | #VALUE! | #VALUE! | #VALUE! | #VALUE! | #VALUE!
[9 empty] | #VALUE! | #VALUE! | #VALUE! | #VALUE! | #VALUE! | #VALUE! | #VALUE! | #VALUE! | #VALUE! | 1968 | #VALUE! | #VALUE! | #VALUE! | #VALUE! | #VALUE! | #VALUE!
[9 empty] | #VALUE! | #VALUE! | #VALUE! | #VALUE! | #VALUE! | #VALUE! | #VALUE! | #VALUE! | #VALUE! | 1969 | #VALUE! | #VALUE! | #VALUE! | #VALUE! | #VALUE! | #VALUE!
[9 empty] | #VALUE! | #VALUE! | #VALUE! | #VALUE! | #VALUE! | #VALUE! | #VALUE! | #VALUE! | #VALUE! | 1970 | #VALUE! | #VALUE! | #VALUE! | #VALUE! | #VALUE! | #VALUE!
[9 empty] | #VALUE! | #VALUE! | #VALUE! | #VALUE! | #VALUE! | #VALUE! | #VALUE! | #VALUE! | #VALUE! | 1971 | #VALUE! | #VALUE! | #VALUE! | #VALUE! | #VALUE! | #VALUE!
[9 empty] | #VALUE! | #VALUE! | #VALUE! | #VALUE! | #VALUE! | #VALUE! | #VALUE! | #VALUE! | #VALUE! | 1972 | #VALUE! | #VALUE! | #VALUE! | #VALUE! | #VALUE! | #VALUE!
[9 empty] | #VALUE! | #VALUE! | #VALUE! | #VALUE! | #VALUE! | #VALUE! | #VALUE! | #VALUE! | #VALUE! | 1973 | #VALUE! | #VALUE! | #VALUE! | #VALUE! | #VALUE! | #VALUE!
[9 empty] | #VALUE! | #VALUE! | #VALUE! | #VALUE! | #VALUE! | #VALUE! | #VALUE! | #VALUE! | #VALUE! | 1974 | #VALUE! | #VALUE! | #VALUE! | #VALUE! | #VALUE! | #VALUE!
[9 empty] | #VALUE! | #VALUE! | #VALUE! | #VALUE! | #VALUE! | #VALUE! | #VALUE! | #VALUE! | #VALUE! | 1975 | #VALUE! | #VALUE! | #VALUE! | #VALUE! | #VALUE! | #VALUE!
[9 empty] | #VALUE! | #VALUE! | #VALUE! | #VALUE! | #VALUE! | #VALUE! | #VALUE! | #VALUE! | #VALUE! | 1976 | #VALUE! | #VALUE! | #VALUE! | #VALUE! | #VALUE! | #VALUE!
[9 empty] | #VALUE! | #VALUE! | #VALUE! | #VALUE! | #VALUE! | #VALUE! | #VALUE! | #VALUE! | #VALUE! | 1977 | #VALUE! | #VALUE! | #VALUE! | #VALUE! | #VALUE! | #VALUE!
[9 empty] | #VALUE! | #VALUE! | #VALUE! | #VALUE! | #VALUE! | #VALUE! | #VALUE! | #VALUE! | #VALUE! | 1978 | #VALUE! | #VALUE! | #VALUE! | #VALUE! | #VALUE! | #VALUE!
[9 empty] | #VALUE! | #VALUE! | #VALUE! | #VALUE! | #VALUE! | #VALUE! | #VALUE! | #VALUE! | #VALUE! | 1979 | #VALUE! | #VALUE! | #VALUE! | #VALUE! | #VALUE! | #VALUE!
[9 empty] | #VALUE! | #VALUE! | #VALUE! | #VALUE! | #VALUE! | #VALUE! | #VALUE! | #VALUE! | #VALUE! | 1980 | #VALUE! | #VALUE! | #VALUE! | #VALUE! | #VALUE! | #VALUE!
[9 empty] | #VALUE! | #VALUE! | #VALUE! | #VALUE! | #VALUE! | #VALUE! | #VALUE! | #VALUE! | #VALUE! | 1981 | #VALUE! | #VALUE! | #VALUE! | #VALUE! | #VALUE! | #VALUE!
[9 empty] | #VALUE! | #VALUE! | #VALUE! | #VALUE! | #VALUE! | #VALUE! | #VALUE! | #VALUE! | #VALUE! | 1982 | #VALUE! | #VALUE! | #VALUE! | #VALUE! | #VALUE! | #VALUE!
[9 empty] | #VALUE! | #VALUE! | #VALUE! | #VALUE! | #VALUE! | #VALUE! | #VALUE! | #VALUE! | #VALUE! | 1983 | #VALUE! | #VALUE! | #VALUE! | #VALUE! | #VALUE! | #VALUE!
[9 empty] | #VALUE! | #VALUE! | #VALUE! | #VALUE! | #VALUE! | #VALUE! | #VALUE! | #VALUE! | #VALUE! | 1984 | #VALUE! | #VALUE! | #VALUE! | #VALUE! | #VALUE! | #VALUE!
[9 empty] | #VALUE! | #VALUE! | #VALUE! | #VALUE! | #VALUE! | #VALUE! | #VALUE! | #VALUE! | #VALUE! | 1985 | #VALUE! | #VALUE! | #VALUE! | #VALUE! | #VALUE! | #VALUE!
[9 empty] | #VALUE! | #VALUE! | #VALUE! | #VALUE! | #VALUE! | #VALUE! | #VALUE! | #VALUE! | #VALUE! | 1986 | #VALUE! | #VALUE! | #VALUE! | #VALUE! | #VALUE! | #VALUE!
[9 empty] | #VALUE! | #VALUE! | #VALUE! | #VALUE! | #VALUE! | #VALUE! | #VALUE! | #VALUE! | #VALUE! | 1987 | #VALUE! | #VALUE! | #VALUE! | #VALUE! | #VALUE! | #VALUE!
[9 empty] | #VALUE! | #VALUE! | #VALUE! | #VALUE! | #VALUE! | #VALUE! | #VALUE! | #VALUE! | #VALUE! | 1988 | #VALUE! | #VALUE! | #VALUE! | #VALUE! | #VALUE! | #VALUE!
[9 empty] | #VALUE! | #VALUE! | #VALUE! | #VALUE! | #VALUE! | #VALUE! | #VALUE! | #VALUE! | #VALUE! | 1989 | #VALUE! | #VALUE! | #VALUE! | #VALUE! | #VALUE! | #VALUE!
[9 empty] | #VALUE! | #VALUE! | #VALUE! | #VALUE! | #VALUE! | #VALUE! | #VALUE! | #VALUE! | #VALUE! | 1990 | #VALUE! | #VALUE! | #VALUE! | #VALUE! | #VALUE! | #VALUE!
[9 empty] | #VALUE! | #VALUE! | #VALUE! | #VALUE! | #VALUE! | #VALUE! | #VALUE! | #VALUE! | #VALUE! | 1991 | #VALUE! | #VALUE! | #VALUE! | #VALUE! | #VALUE! | #VALUE!
[9 empty] | #VALUE! | #VALUE! | #VALUE! | #VALUE! | #VALUE! | #VALUE! | #VALUE! | #VALUE! | #VALUE! | 1992 | #VALUE! | #VALUE! | #VALUE! | #VALUE! | #VALUE! | #VALUE!
[9 empty] | #VALUE! | #VALUE! | #VALUE! | #VALUE! | #VALUE! | #VALUE! | #VALUE! | #VALUE! | #VALUE! | 1993 | #VALUE! | #VALUE! | #VALUE! | #VALUE! | #VALUE! | #VALUE!
[9 empty] | #VALUE! | #VALUE! | #VALUE! | #VALUE! | #VALUE! | #VALUE! | #VALUE! | #VALUE! | #VALUE! | 1994 | #VALUE! | #VALUE! | #VALUE! | #VALUE! | #VALUE! | #VALUE!
[9 empty] | #VALUE! | #VALUE! | #VALUE! | #VALUE! | #VALUE! | #VALUE! | #VALUE! | #VALUE! | #VALUE! | 1995 | #VALUE! | #VALUE! | #VALUE! | #VALUE! | #VALUE! | #VALUE!

## - (hidden)
mat.N with Bn= 3935 K | 0.75 | -15.0399 | 5101.9413 | -170013.5798 | -4227603.7299 | 0.0033538 | 0.00026184 | 3.9224e-06 | 1.395e-07
|  | -14.5514 | 4752.725 | -98275 | -7522357 | 0.003354 | 0.00026056 | 3.1256e-06 | 9.8427e-08
| 0 | 0 | 0 | 0 | 0 | 0 | 0 | 0 | 0
|  | 0 | 0 | 0 | 0 | 0 | 0 | 0 | 0
number | B25/85 (K) | name | tol Bvalue | A | B | C | D | A1 | B1 | C1 | D1
(%)
1 | 3324 | mat.M with Bn= 3324 K | 1 | -12.4198 | 4061.673 | -72385 | -10305500 | 0.003354 | 0.00031002 | 5.3698e-06 | 2.4593e-07 | 1999.8 | 8000.8 | 0 | 0 | 0 | 0
|  |  |  | -12.4198 | 4061.673 | -72385 | -10305500 | 0.003354 | 0.00031002 | 5.3698e-06 | 2.4593e-07
2 | 3435 | mat.L with Bn= 3435 K | 1 | -12.8923 | 4245.148 | -87493 | -9588114 | 0.003354 | 0.00030013 | 5.0852e-06 | 2.1877e-07 | 2999.7 | 12001.2 | 0 | 0 | 0 | 0
|  |  |  | -12.8923 | 4245.148 | -87493 | -9588114 | 0.003354 | 0.00030013 | 5.0852e-06 | 2.1877e-07
3 | 3511 | mat.I with Bn=3511K | 1 | -12.0026 | 3670.667 | -7617.13 | -5914730 | 0.003354 | 0.00029097 | 1.6321e-06 | 7.1922e-08 | 999.9 | 4000.4 | 0 | 0 | 0 | 0
|  |  |  | -21.0134 | 11886.95 | -2504699 | 247033800 | 0.003354 | 0.00029339 | 3.4943e-06 | -7.7127e-07
4 | 3935 | mat.N with Bn= 3935 K | 0.75 | -15.0399 | 5101.9413 | -170013.5798 | -4227603.7299 | 0.0033538 | 0.00026184 | 3.9224e-06 | 1.395e-07 | 14998.5 | 60006 | 0 | 1 | 1 | 1
|  |  |  | -14.5514 | 4752.725 | -98275 | -7522357 | 0.003354 | 0.00026056 | 3.1256e-06 | 9.8427e-08
5 | 3984 | mat A. with Bn=3984K | 0.5 | -14.6572 | 4798.842 | -115334 | -3730535 | 0.003354 | 0.00025652 | 2.606e-06 | 6.3293e-08 | 2199.78 | 10001 | 0 | 0 | 0 | 0
|  |  |  | -14.6572 | 4798.842 | -115334 | -3730535 | 0.003354 | 0.00025652 | 2.606e-06 | 6.3293e-08
6 | 4090 | mat.G with Bn= 4090 K | 0.75 | -14.6429 | 4586.2493 | -26040.6691 | -11833733.3333 | 0.003354 | 0.00024934 | 2.2881e-06 | 7.9831e-08 | 2499.75 | 10001 | 0 | 0 | 0 | 0
|  |  |  | -14.6429 | 4586.2493 | -26040.6691 | -11833733.3333 | 0.003354 | 0.00024934 | 2.2881e-06 | 7.9831e-08
7 | 3740 | mat.H with Bn= 3560 K | 1.5 | -13.8973 | 4557.725 | -98275 | -7522357 | 0.003354 | 0.0002744 | 3.6669e-06 | 1.3755e-07 | 46995.3 | 47004.7 | 1 | 1 | 0 | 0
|  |  |  | -13.8973 | 4557.725 | -98275 | -7522357 | 0.003354 | 0.0002744 | 3.6669e-06 | 1.3755e-07
8 | [11 empty] | 0 | 0 | 0 | 0 | 0 | 0
9 | [11 empty] | 0 | 0 | 0 | 0 | 0 | 0
10 | [11 empty] | 0 | 0 | 0 | 0 | 0 | 0
11 | [11 empty] | 0 | 0 | 0 | 0 | 0 | 0
12 | [11 empty] | 0 | 0 | 0 | 0 | 0 | 0
13 | [11 empty] | 0 | 0 | 0 | 0 | 0 | 0
| tRef | Rref | B25/85 | R25
| 25 | 30000 | 3935 | 30000 | 1 | 30000
| -15.0399 | 5101.9413 | -170013.5798 | -4227603.7299
ratio Rref/R25 | 1 | 1 | verification B | #DIV/0! |  | 30000 | 30000
| 1 |  |  |  |  | 30000.0001